## Readme
L4CHLAB Dataset
Introduction | The L4CHLAB SPHN Infrastructure project aims at building interoperability for laboratory test in Switzerland by following 3 steps. 1. Analyze the reason slowing the adoption of interoperable laboratory encoding 2. Publish a strategy paper 3. Build a list of analysis validated by HUG, CHUV, HFR, ICHV, Inselspital This dataset is the list of laboratory tests, described with pre-analytical phase and mapped to LOINC. This list have been validated by the 5 large center cited above and endorsed by FAMH.
Tab description
Release Notes | The list of changes present in this release
Mapping 2019.1 | Full list
Shared Unique LOINC all centers | LOINC code that are the same, are unique, and found in all centers
Unique LOINC any center | LOINC codes that are found in at least one center but only once
Column description
LOINC | The LOINC code corresponding to this line
LONG_COMMON_NAME | The label of the LOINC code as in the attribute "long common name" of LOINC.
Manufacturer | Manufacturer of the instrument producing the analysis.
Instrument | Instrument producing the analysis
Test kit name (short name) / Kit version | Test kit used to produce the analysis

## Release Notes
Release | Notes
2019.1 | This release is the first of the L4CHLAB dataset. It contains 1230 analysis fully described and mapped to LOINC. This list have been validated by 5 large centers and endorsed by FAMH.

## Mapping 2019.1
LOINC | LONG_COMMON_NAME | Manufacturer | Instrument | Test kit name (short name) / Kit version
10333-3 | Appearance of Cerebral spinal fluid |  | 32FCH LCR Liquide céphalo rachidien
10334-1 | Cancer Ag 125 [Units/volume] in Serum or Plasma | Abbott | Architect i2000 SR | CA 125 II (REF 2K45-28)
10535-3 | Digoxin [Mass/volume] in Serum or Plasma | Roche | Cobas 8000 c-502 | DIGO
10835-7 | Lipoprotein a [Mass/volume] in Serum or Plasma | SIEMENS HEALTHCARE DIAGNOSTICS SA | BN ProSpec | N Latex Lp(a) Reagent (N LP(A))
10886-0 | Prostate Specific Ag Free [Mass/volume] in Serum or Plasma | Roche | Cobas 8000 e 801 | Elecsys Free PSA
11140-1 | Metanephrine [Moles/time] in 24 hour Urine | In-house method | HPLC-électrochimie
11210-2 | Cancer Ag 125 [Units/volume] in Body fluid | Abbott | Architect i2000 SR | CA 125 II (REF 2K45-28)
11555-0 | Base excess in Blood by calculation | Radiometer | ABL 825 FLEX | calculated
11556-8 | Oxygen [Partial pressure] in Blood | Radiometer | ABL 825 FLEX | pO2-Electrode
11557-6 | Carbon dioxide [Partial pressure] in Blood | Radiometer | ABL 825 FLEX | pCO2-Electrode
11558-4 | pH of Blood | Radiometer | ABL 825 FLEX | pH-Elektrode
11559-2 | Fractional oxyhemoglobin in Blood | Radiometer | ABL 825 FLEX | calculated
12248-1 | Epithelial cells.renal [Presence] in Urine sediment by Light microscopy | Leica | phasenkontrastmikroskopie mit Polarisation
12258-0 | Epithelial cells.squamous [Presence] in Urine sediment by Light microscopy | Leica | phasenkontrastmikroskopie mit Polarisation
12515-3 | Carcinoembryonic Ag [Mass/volume] in Body fluid | Abbott | Architect i2000 SR | CEA (REF 7K68-27)
12736-5 | Hyaluronate [Mass/volume] in Serum or Plasma | Corgenix | ELISA | Corgenix HYALURONIC ACID (HA) Quantitative Test Kit
12843-9 | Protein [Mass/volume] in Peritoneal dialysis fluid | Roche | Cobas 8000 c-702 | TP2 / Gen. 2
12851-2 | Protein Fractions [Interpretation] in Serum or Plasma by Electrophoresis | SEBIA | SEBIA | Hydragel 15 total protein(e)
13561-6 | Gentamicin [Mass/volume] in Cerebral spinal fluid | Abbott | Architect i2000 SR | iGent (REF 1P31-25)
13586-3 | Vancomycin [Mass/volume] in Cerebral spinal fluid | Roche | Cobas 8000 c-502 | VANC3
13965-9 | Homocysteine [Moles/volume] in Serum or Plasma | Roche | Cobas 8000 c-502 | HCYS
13969-1 | Creatine kinase.MB [Mass/volume] in Serum or Plasma | Roche | Cobas 8000 e 801 | Elecsys CK-MB
14165-5 | Lactate [Moles/volume] in Body fluid | Radiometer | ABL 825 FLEX | Lactat-Electrode
14316-4 | Benzodiazepines [Presence] in Urine by Screen method | Alere | Triage Meter PRO | TOX DS
14334-7 | Lithium [Moles/volume] in Serum or Plasma | Roche | Cobas 8000 c-502 | Lithium
1434-0 | Cortisol [Mass/volume] in Serum or Plasma --8 hours post 1 mg dexamethasone PO overnight | Roche | e801 (Cobas 8000) | Elecsys Cortisol II, 07027150190
14567-2 | 11-Deoxycortisol [Moles/volume] in Serum or Plasma | Thermo Scientific | Accela auto samp - Accela 1250 pump - TSQ Vantage | in-house method
14569-8 | 17-Hydroxyprogesterone [Moles/volume] in Serum or Plasma | Thermo Scientific | Accela auto samp - Accela 1250 pump - TSQ Vantage | in-house method
14586-2 | Aldosterone [Moles/volume] in Serum or Plasma | Diasorin | Liaison XL | LIAISON Aldosterone (REF 310450)
14590-4 | Alpha tocopherol [Moles/volume] in Serum or Plasma | In-house method | HPLC- UV
14603-5 | Androstenedione [Moles/volume] in Serum or Plasma | Thermo Scientific | Accela auto samp - Accela 1250 pump - TSQ Vantage | in-house method
14622-5 | Ascorbate [Moles/volume] in Serum or Plasma | Chromsystems | HPLC- UV | Vitamin C in plasma/serum HPLC
14628-2 | Bile acid [Moles/volume] in Serum | Diazyme | Cobas 8000 c-502 | TBA Assay
14629-0 | Bilirubin.direct [Moles/volume] in Serum or Plasma | Roche | Cobas 8000 c-502 | BILD2 / Gen. 2
14639-9 | Carbamazepine [Moles/volume] in Serum or Plasma | Roche | Cobas 8000 c-502 | CARB4
14650-6 | Citrate [Moles/time] in 24 hour Urine | In-house method | HPLC - électrochimie
14666-2 | Copper [Moles/time] in 24 hour Urine | In-house method | Atomabsorptionsspektrometer AAnalyst 400
14674-6 | Corticotropin [Moles/volume] in Plasma | Roche | Cobas 8000 e 801 | Elecsys ACTH
14676-1 | Cortisol Free [Moles/time] in 24 hour Urine | Thermo Scientific | Accela auto samp - Accela 1250 pump - TSQ Vantage | in-house method
14681-1 | Creatinine [Moles/volume] in Peritoneal dialysis fluid | Roche | Cobas 8000 c-702 | CREJ2 / Gen.2
14688-6 | Dehydroepiandrosterone sulfate (DHEA-S) [Moles/volume] in Serum or Plasma | Thermo Scientific | Accela auto samp - Accela 1250 pump - TSQ Vantage | in-house method
14698-5 | Digoxin [Moles/volume] in Serum or Plasma | Roche | Cobas 8000 c-502 | DIGO
14703-3 | Dopamine [Moles/volume] in Serum or Plasma | In-house method | HPLC-électrochimie
14711-6 | Epinephrine [Moles/volume] in Plasma | In-house method | HPLC-électrochimie
14712-4 | Epinephrine [Moles/time] in 24 hour Urine | In-house method | HPLC-électrochimie
14731-4 | Folate [Moles/volume] in Red Blood Cells | Roche | Cobas 8000 e 801 | Elecsys Folate
14743-9 | Glucose [Moles/volume] in Capillary blood by Glucometer | Roche | Accu-Chek Inform II | Accu-Chek Inform II Tests ; ref 05942861
14746-2 | Glucose [Moles/volume] in Peritoneal dialysis fluid | Roche | Cobas 8000 c-702 | GLUC3 / Gen. 3
14783-5 | Homovanillate [Moles/time] in 24 hour Urine | In-house method | HPLC-électrochimie
14799-1 | Iron [Moles/time] in 24 hour Urine | In-house method | Atomabsorptionsspektrometer AAnalyst 400
14802-3 | Isopropanol [Moles/volume] in Serum or Plasma | Agilent | 6890 N GC - 5973 Network MS | in-house mehtod
14805-6 | Lactate dehydrogenase [Enzymatic activity/volume] in Serum or Plasma by Pyruvate to lactate reaction | Roche | Cobas 8000 c-502 | LDHL
14807-2 | Lead [Moles/volume] in Blood | In-house method | ICP/MS
14836-1 | Methotrexate [Moles/volume] in Serum or Plasma | Abbott | Architect i2000 SR | Methotrexate (REF 2P49-25)
14852-8 | Norepinephrine [Moles/volume] in Plasma | In-house method | HPLC-électrochimie
14854-4 | Norepinephrine [Moles/time] in 24 hour Urine | In-house method | HPLC-électrochimie
14874-2 | Phenobarbital [Moles/volume] in Serum or Plasma | Roche | Cobas 8000 c-502 | PHNO2
14877-5 | Phenytoin [Moles/volume] in Serum or Plasma | Roche | Cobas 8000 c-502 | PHNY2
14887-4 | Primidone [Moles/volume] in Serum or Plasma | Fremdversand
14905-4 | Retinol [Moles/volume] in Serum or Plasma | In-house method | HPLC- UV
14913-8 | Testosterone [Moles/volume] in Serum or Plasma | Roche | e801 (Cobas 8000) | Elecsys Testosterone II, 07027915190
14915-3 | Theophylline [Moles/volume] in Serum or Plasma | Roche | Cobas 8000 c-502 | THEO2
14947-6 | Vanillylmandelate [Moles/time] in 24 hour Urine | In-house method | HPLC-électrochimie
14957-5 | Microalbumin [Mass/volume] in Urine | SIEMENS HEALTHCARE DIAGNOSTICS SA | BN ProSpec | N Antiserum to Human Albumin (N AS/ALB)
15044-1 | Cortisol Free [Moles/volume] in Serum or Plasma | Roche | Cobas 8000 e 801 | Elecsys Cortisol II
15050-8 | Creatinine [Moles/volume] in Amniotic fluid | Roche | Cobas 8000 c-702 | CREJ2 / Gen.2
15059-9 | Dopamine [Moles/time] in 24 hour Urine | In-house method | HPLC-électrochimie
15060-7 | Enolase.neuron specific [Mass/volume] in Serum or Plasma | Fremdversand
15066-4 | Fatty acids.nonesterified [Moles/volume] in Serum or Plasma | WAKO | Cobas 8000 c-502 | NEFA-HR(2)
15067-2 | Follitropin [Units/volume] in Serum or Plasma | Roche | Cobas 8000 e 801 | Elecsys FSH
15069-8 | Fructosamine [Moles/volume] in Serum or Plasma | Randox | Indiko Thermo Scientific | RX series Fructosamine RANDOX (FRUC)
15077-1 | Glucose [Moles/time] in 24 hour Urine | Roche | Cobas 8000 c-702 | GLUC3 / Gen. 3
15083-9 | Normetanephrine [Moles/time] in 24 hour Urine | In-house method | HPLC-électrochimie
15086-2 | Oxalate [Moles/volume] in Urine | In-house method | HPLC - électrochimie
15114-2 | Arsenic [Moles/volume] in Blood | In-house method | ICP/MS
15119-1 | Cobalt [Moles/volume] in Blood | In-house method | ICP/MS
15148-0 | Alkaline phosphatase [Enzymatic activity/volume] in Body fluid | Roche | Cobas 8000 c-502 | ALP2L / Gen. 2
15149-8 | Ammonia [Moles/volume] in Body fluid | Roche | Cobas 8000 c-702 | NH3L
15212-4 | Lipase [Enzymatic activity/volume] in Body fluid | Roche | Cobas 8000 c-502 | LIPC
1614-7 | Prolactin [Mass/volume] in Serum or Plasma --30 minutes post dose TRH IV | Roche | e801 (Cobas 8000) | Elecsys Prolactin II, 07027737190
16362-6 | Ammonia [Moles/volume] in Plasma | Roche | Cobas 8000 c-702 | NH3L
16503-5 | C reactive protein [Mass/volume] in Body fluid | Roche | Cobas 8000 c-702 | CRPL3 / Gen. 3
1677-4 | Alpha hydroxybutyrate dehydrogenase [Enzymatic activity/volume] in Serum or Plasma | Roche | Cobas 8000 c-502 | HBDH2 / Gen. 2
1695-6 | 5-Hydroxyindoleacetate [Mass/time] in 24 hour Urine | In-house method | HPLC-électrochimie
17086-0 | Lithium [Mass/volume] in Body fluid | Roche | Cobas 8000 c-502 | Lithium
17433-4 | pH of Unspecified specimen | Methohm Ionenanalytik | 744 pH Meter | ph-Messung potentiometrisch
1745-9 | Albumin [Mass/volume] in Amniotic fluid | Roche | Cobas 8000 c-702 | ALB2
17496-1 | Alpha 1 globulin [Mass/volume] in Body fluid by Electrophoresis | SEBIA | SEBIA | Hydragel 15 total protein(e)
17497-9 | Alpha 2 globulin [Mass/volume] in Body fluid by Electrophoresis | SEBIA | SEBIA | Hydragel 15 total protein(e)
17498-7 | Beta globulin [Mass/volume] in Body fluid by Electrophoresis | SEBIA | SEBIA | Hydragel 15 total protein(e)
17499-5 | Gamma globulin [Mass/volume] in Body fluid by Electrophoresis | SEBIA | SEBIA | Hydragel 15 total protein(e)
17516-6 | Renin [Enzymatic activity/volume] in Plasma --supine | Diasorin | Liaison XL | Liaison Direct Renin ; ref 310470
17838-4 | Alkaline phosphatase.bone [Mass/volume] in Serum or Plasma | IMMUNODIAGNOSTIC SYSTEMS (IDS) GMBH | IDS-iSYS | IDS-iSYS Ostase BAP
17858-2 | Gamma glutamyl transferase [Enzymatic activity/volume] in Body fluid | Roche | Cobas 8000 c-702 | GGT-2 / Ver. 2
1805-1 | Amylase.pancreatic [Enzymatic activity/volume] in Serum or Plasma | Roche | Cobas 8000 c-502 | AMY-P
18182-6 | Osmolality of Serum or Plasma by calculation | Roche |  | Na; K; GLUC3; UREAL
1832-5 | Alpha-1-Fetoprotein [Mass/volume] in Amniotic fluid | B.R.A.H.M.S. / Thermo Scientific | KRYPTOR
18337-6 | Hydroxyitraconazole [Mass/volume] in Serum or Plasma | In-house method | LC-MS/MS, Xevo TQ-S
1835-8 | Alpha-2-Macroglobulin [Mass/volume] in Serum or Plasma | Simens | BN ProSpec | NAS A2M
1869-7 | Apolipoprotein A-I [Mass/volume] in Serum or Plasma | Simens | BN ProSpec | NAS APOA1
19176-7 | Alpha-1-Fetoprotein [Units/volume] in Serum or Plasma | Roche | Cobas 8000 e 801 | Elecsys AFP
19180-9 | Choriogonadotropin.beta subunit free [Units/volume] in Serum or Plasma | Roche | e801 (Cobas 8000) | Elecsys free βhCG, 07027303190
1919-0 | Aspartate aminotransferase [Enzymatic activity/volume] in Body fluid | Roche | Cobas 8000 c-702 | ASTPM
19270-8 | Barbiturates [Presence] in Urine by Screen method | Alere | Triage Meter PRO | TOX DS
19295-5 | Opiates [Presence] in Urine by Screen method | Alere | Triage Meter PRO | TOX DS
19312-8 | Tricyclic antidepressants [Presence] in Urine by Screen method | Alere | Triage Meter PRO | TOX DS
19343-3 | Amphetamine [Presence] in Urine by Screen method | Alere | Triage Meter PRO | TOX DS
19346-6 | Amphetamine [Mass/volume] in Urine | Roche | Cobas 6000 | AMPS2 / 04939425
19359-9 | Cocaine [Presence] in Urine by Screen method | Alere | Triage Meter PRO | TOX DS
19550-3 | Methadone [Presence] in Urine by Screen method | Alere | Triage Meter PRO | TOX DS
19554-5 | Methamphetamine [Presence] in Urine by Screen method | Alere | Triage Meter PRO | TOX DS
1959-6 | Bicarbonate [Moles/volume] in Blood | Radiometer | ABL 825 FLEX | calculated
19659-2 | Phencyclidine [Presence] in Urine by Screen method | Alere | Triage Meter PRO | TOX DS
1994-3 | Calcium.ionized [Moles/volume] in Blood | Radiometer | ABL 825 FLEX | calculated
1998-4 | Calcium [Moles/volume] in Dialysis fluid | Roche | Cobas 8000 c-702 | CA2 / Gen. 2
2039-6 | Carcinoembryonic Ag [Mass/volume] in Serum or Plasma | Abbott | Architect i2000 SR | CEA (REF 7K68-27)
20563-3 | Carboxyhemoglobin/Hemoglobin.total in Blood | Radiometer | ABL 825 FLEX
20564-1 | Oxygen saturation in Blood | Radiometer | ABL 825 FLEX | calculated
20578-1 | Vancomycin [Mass/volume] in Serum or Plasma | Roche | Cobas 8000 c-502 | VANC3
2064-4 | Ceruloplasmin [Mass/volume] in Serum or Plasma | SIEMENS HEALTHCARE DIAGNOSTICS SA | BN ProSpec | N Antiserum to Human Ceruloplasmin (N AS/CER)
2068-5 | Chloride [Moles/volume] in Amniotic fluid | Roche | Cobas 8000 ISE | Cl
2071-9 | Chloride [Moles/volume] in Dialysis fluid | Roche | Cobas 8000 ISE | Cl
2077-6 | Chloride [Moles/volume] in Sweat | Conotec | Conotec Chloridmeter CM 20 | Coloumetrische Titration
2098-2 | Cholinesterase [Enzymatic activity/volume] in Serum or Plasma | Roche | Cobas 8000 c-502 | CHED2 / Gen. 2
2112-1 | Choriogonadotropin.beta subunit (pregnancy test) [Presence] in Urine | Nal von Minden | C1 Reader | hCG pregnancy test , ref 152002
21198-7 | Choriogonadotropin.beta subunit [Units/volume] in Serum or Plasma | Roche | Cobas 8000 e 801 | Elecsys HCG+B
21572-3 | Transferrin.carbohydrate deficient.asialo/Transferrin.total in Serum or Plasma | In-house method | Beckman P800+
21573-1 | Transferrin.carbohydrate deficient.disialo/Transferrin.total in Serum or Plasma | In-house method | Beckman P800+
2191-5 | Dehydroepiandrosterone sulfate (DHEA-S) [Mass/volume] in Serum or Plasma | Roche | Cobas 8000 e 801 | Elecsys DHEA-S (DHEAS)
22735-5 | Bicarbonate [Moles/volume] in Unspecified specimen | Radiometer | ABL 825 FLEX | calculated
22749-6 | Amylase.pancreatic [Enzymatic activity/volume] in Urine | Roche | Cobas 8000 c-502 | AMY-P
2350-7 | Glucose [Mass/volume] in Urine | Roche | u411 | Combur 10 Test M ; Ref 11379208191
24108-3 | Cancer Ag 19-9 [Units/volume] in Serum or Plasma | Abbott | Architect i2000 SR | CA 19-9XR (REF 2K91-32)
2483-6 | Insulin-like growth factor binding protein 3 [Mass/volume] in Serum or Plasma | IMMUNODIAGNOSTIC SYSTEMS (IDS) GMBH | IDS-iSYS | IDS-iSYS Insulin-like Growth Factor Binding Protein 3 (IGFBP-3)
2484-4 | Insulin-like growth factor-I [Mass/volume] in Serum or Plasma | IMMUNODIAGNOSTIC SYSTEMS (IDS) GMBH | IDS-iSYS | IDS-iSYS Insulin-like Growth Factor I (IGF-I)
25157-9 | Epithelial casts [Presence] in Urine sediment by Light microscopy | Leica | phasenkontrastmikroskopie mit Polarisation
25158-7 | Oval fat bodies (globules) [Presence] in Urine sediment by Light microscopy | Leica | phasenkontrastmikroskopie mit Polarisation
25159-5 | Fatty casts [Presence] in Urine sediment by Light microscopy | Leica | phasenkontrastmikroskopie mit Polarisation
25170-2 | Mercury [Moles/volume] in Blood | In-house method | ICP/MS
2522-1 | Lactate [Moles/volume] in Pleural fluid | Roche | Cobas 8000 c-502 | LACT2 / Gen. 2
2525-4 | Lactate [Moles/volume] in Synovial fluid | Roche | c502 (Cobas 8000) | LACT2 (Lactate Gen.2), 03183700 190
2527-0 | Lactate dehydrogenase [Enzymatic activity/volume] in Amniotic fluid | Roche | Cobas 8000 c-702 | LDHI2 / Gen. 2
25302-1 | Alanine aminotransferase [Enzymatic activity/volume] in Body fluid | Roche | Cobas 8000 c-702 | ALTPM
25374-0 | Chromium [Moles/volume] in Serum or Plasma | In-house method | ICP/MS
25381-5 | Corticosterone [Moles/volume] in Serum or Plasma | Thermo Scientific | Accela auto samp - Accela 1250 pump - TSQ Vantage | in-house method
25433-4 | Free Hemoglobin [Moles/volume] in Plasma | In-house method | Spectrophotomètre
25458-1 | Lamotrigine [Moles/volume] in Serum or Plasma | In-house method | Beckman P800+
25473-0 | Metanephrine [Moles/volume] in Serum or Plasma | In-house method | HPLC-électrochimie
25486-2 | Nickel [Moles/volume] in Serum or Plasma | In-house method | ICP/MS
25489-6 | Normetanephrine [Moles/volume] in Serum or Plasma | In-house method | HPLC-électrochimie
25501-8 | Phosphate [Moles/volume] in Body fluid | Roche | Cobas 8000 c-702 | PHOS2 / Gen. 2
2550-2 | Lactate/Pyruvate [Molar ratio] in Blood | Roche (Lactate) / In-house method (Pyruvate) | Cobas 8000 c-502 (Lactate) / HPLC-Fluorescence | Lactate Gen. 2 (LACT2)/ Gen. 2 / na
25564-6 | Bilirubin.direct [Moles/volume] in Body fluid | Roche | Cobas 8000 c-502 | BILD2 / Gen. 2
25641-2 | Follitropin [Units/volume] in Serum or Plasma --1 hour post 100 ug lutenizing releasing hormone IV | Roche | e801 (Cobas 8000) | Elecsys FSH, 07027346190
25643-8 | Follitropin [Units/volume] in Serum or Plasma --2 hours post 100 ug lutenizing releasing hormone IV | Roche | e801 (Cobas 8000) | Elecsys FSH, 07027346190
25645-3 | Follitropin [Units/volume] in Serum or Plasma --30 minutes post 100 ug lutenizing releasing hormone IV | Roche | e801 (Cobas 8000) | Elecsys FSH, 07027346190
25718-8 | Lutropin [Units/volume] in Serum or Plasma --1 hour post 100 ug lutenizing releasing hormone IV | Roche | e801 (Cobas 8000) | Elecsys LH, 07027575190
25719-6 | Lutropin [Units/volume] in Serum or Plasma --2 hours post 100 ug lutenizing releasing hormone IV | Roche | e801 (Cobas 8000) | Elecsys LH, 07027575190
25720-4 | Lutropin [Units/volume] in Serum or Plasma --30 minutes post 100 ug lutenizing releasing hormone IV | Roche | e801 (Cobas 8000) | Elecsys LH, 07027575190
25879-8 | Copper [Moles/volume] in 24 hour Urine | In-house method | ICP/MS
25909-3 | Epinephrine/Creatinine [Molar ratio] in 24 hour Urine | In-house method | HPLC-électrochimie
2614-6 | Methemoglobin/Hemoglobin.total in Blood | Radiometer | ABL 825 FLEX | calculated
2639-3 | Myoglobin [Mass/volume] in Serum or Plasma | Roche | Cobas 8000 e 801 | Elecsys Myoglobin
26536-3 | Cortisol [Moles/volume] in Serum or Plasma --1 hour post dose corticotropin | Roche | e801 (Cobas 8000) | Elecsys Cortisol II, 07027150190
2685-6 | Alpha-1-acid glycoprotein [Mass/volume] in Serum or Plasma | Roche | c502 (Cobas 8000) | AAGP2 (Tian-quant a1-Acid Glycoprotein Gen.2), 03333795 190
26924-1 | Cancer Ag 19-9 [Units/volume] in Body fluid | Abbott | Architect i2000 SR | CA 19-9XR (REF 2K91-32)
2694-8 | Osmolality of 24 hour Urine | calculated | calculated | calculated
2696-3 | Osmolality of Unspecified specimen | Arkray | Osmo Station OM-6060
2697-1 | Osteocalcin [Mass/volume] in Serum or Plasma | Roche | Cobas 8000 e 801 | Elecsys N-MID Osteocalcin
2731-8 | Parathyrin.intact [Mass/volume] in Serum or Plasma | Roche | Cobas 8000 e 801 | Elecsys PTH
2742-5 | Angiotensin converting enzyme [Enzymatic activity/volume] in Serum or Plasma | Thermo Scientific | Indiko Thermo Scientific | Infinity ACE
2756-5 | pH of Urine | Methohm Ionenanalytik | 744 pH Meter | ph-Messung potentiometrisch
27977-8 | Norepinephrine/Creatinine [Molar ratio] in 24 hour Urine | In-house method | HPLC-électrochimie
2809-2 | Porphobilinogen [Presence] in Urine | Fluka | Handmethode | p-Dimethylaminobenzaldehyd
2820-9 | Potassium [Moles/volume] in Dialysis fluid | Roche | Cobas 8000 ISE | K
2842-3 | Prolactin [Mass/volume] in Serum or Plasma | Roche | Cobas 8000 e 801 | Elecsys Prolactin II
2857-1 | Prostate specific Ag [Mass/volume] in Serum or Plasma | Roche | Cobas 8000 e 801 | Elecsys total PSA
2862-1 | Albumin [Mass/volume] in Serum or Plasma by Electrophoresis | SEBIA | SEBIA | Hydragel 15 total protein(e)
2865-4 | Alpha 1 globulin [Mass/volume] in Serum or Plasma by Electrophoresis | SEBIA | SEBIA | Hydragel 15 total protein(e)
2868-8 | Alpha 2 globulin [Mass/volume] in Serum or Plasma by Electrophoresis | SEBIA | SEBIA | Hydragel 15 total protein(e)
2871-2 | Beta globulin [Mass/volume] in Serum or Plasma by Electrophoresis | SEBIA | SEBIA | Hydragel 15 total protein(e)
2874-6 | Gamma globulin [Mass/volume] in Serum or Plasma by Electrophoresis | SEBIA | SEBIA | Hydragel 15 total protein(e)
2878-7 | Protein [Mass/volume] in Amniotic fluid | Roche | Cobas 8000 c-702 | TP2 / Gen. 2
29153-4 | Cancer Ag 15-3 [Units/volume] in Body fluid | Abbott | Architect i2000 SR | CA 15-3 (REF 2K44-25)
29154-2 | Choriogonadotropin.beta subunit [Units/volume] in Body fluid | Roche | Cobas 8000 e 801 | Elecsys HCG+B
2917-3 | Renin [Mass/volume] in Plasma --supine | Diasorin | Liaison XL | LIAISON Direct Renin (REF 310470)
2918-1 | Renin [Enzymatic activity/volume] in Plasma --upright | Diasorin | Liaison XL | Liaison Direct Renin ; ref 310470
29247-4 | Sirolimus [Mass/volume] in Blood | In-house method | LC-MS/MS, Xevo TQ-S
29265-6 | Calcium [Moles/volume] corrected for albumin in Serum or Plasma | Roche | Cobas 8000 c-702 | CA2 / Gen. 2
2963-7 | Somatotropin [Mass/volume] in Serum or Plasma | Roche | Cobas 8000 e 801 | Elecsys hGH (HGH)
30003-8 | Microalbumin [Mass/volume] in 24 hour Urine | SIEMENS HEALTHCARE DIAGNOSTICS SA | BN ProSpec | N Antiserum to Human Albumin (N AS/ALB)
30079-8 | Renal tubular casts [#/area] in Urine by Light microscopy |  | microscope contraste phase
30173-9 | Cortisol Free [Moles/volume] in Urine | Thermo Scientific | Accela auto samp - Accela 1250 pump - TSQ Vantage | in-house method
3035-3 | Transferrin [Mass/volume] in Urine | Roche | Cobas 8000 c-502 | TRSF2
3039-5 | Lipase [Enzymatic activity/volume] in Amniotic fluid | Roche | Cobas 8000 c-502 | LIPC
30522-7 | C reactive protein [Mass/volume] in Serum or Plasma by High sensitivity method | Roche | Cobas 8000 c-502 | CRPHS
30922-9 | Magnesium [Mass/volume] in Urine collected for unspecified duration | calculated | calculated | calculated
30934-4 | Natriuretic peptide B [Mass/volume] in Serum or Plasma | Abbott | Architect i2000 SR | BNP (REF 8K28-27)
32046-5 | Pregnancy associated plasma protein A [Units/volume] in Serum or Plasma | Roche | e801 (Cobas 8000) | Elecsys PAPP-A, 07027621190
32085-3 | Isopropanol [Moles/volume] in Urine | Agilent | 6890 N GC - 5973 Network MS | in-house mehtod
32109-1 | Phenytoin Free [Moles/volume] in Serum or Plasma | Fremdversand
32185-1 | Itraconazole [Mass/volume] in Serum or Plasma --trough | In-house method | LC-MS/MS, Xevo TQ-S
32305-5 | Calcium [Moles/volume] in Unspecified specimen | Roche | Cobas 8000 c-502 | CA2 / Gen. 2
32307-1 | Chloride [Moles/volume] in Unspecified specimen | Roche | Cobas 8000 ISE | Cl
32329-5 | Magnesium [Moles/volume] in Unspecified specimen | Roche | Cobas 8000 c-702 | MG2 / Gen. 2
32336-0 | Potassium [Moles/volume] in Unspecified specimen | Roche | Cobas 8000 ISE | K
32340-2 | Sodium [Moles/volume] in Unspecified specimen | Roche | Cobas 8000 ISE | Na
32541-5 | Calcium [Molar amount] in Urine collected for unspecified duration | calculated | calculated | calculated
32542-3 | Chloride [Molar amount] in Urine collected for unspecified duration | calculated | calculated | calculated
32543-1 | Creatinine [Molar amount] in Urine collected for unspecified duration | calculated | calculated | calculated
32551-4 | Protein [Mass] in Urine collected for unspecified duration | calculated | calculated | calculated
32553-0 | Sodium [Molar amount] in Urine collected for unspecified duration | calculated | calculated | calculated
32555-5 | Urate [Molar amount] in Urine collected for unspecified duration | calculated | calculated | calculated
32556-3 | Urea [Molar amount] in Urine collected for unspecified duration | calculated | calculated | calculated
32724-7 | Trichomonas sp [Presence] in Urine by Light microscopy | Zeiss | 3607196
32776-7 | Erythrocytes [Presence] in Urine sediment by Light microscopy | Zeiss | 3607196
33218-9 | Bacteria [#/area] in Urine sediment by Automated count | Sysmex | UX2000 | CMF
33513-3 | Specific gravity of Unspecified specimen | ATAKON | URICON-ne
33824-4 | Iron [Moles/volume] in Urine | In-house method | Atomabsorptionsspektrometer AAnalyst 400
33862-4 | Waxy casts [Presence] in Urine sediment by Light microscopy | Leica | phasenkontrastmikroskopie mit Polarisation
33905-1 | Trichomonas sp [#/area] in Urine sediment by Microscopy high power field |  | 32FC Recherche de parasites urinaires
34174-3 | Hemoglobin casts [Presence] in Urine sediment by Light microscopy |  | microscope contraste phase
34266-7 | Citrate [Moles/volume] in Urine | In-house method | HPLC - électrochimie
34273-3 | Copper [Moles/volume] in Urine | In-house method | Atomabsorptionsspektrometer AAnalyst 400
34325-1 | Lead [Moles/volume] in 24 hour Urine | In-house method | ICP/MS
34387-1 | Zinc [Moles/volume] in Urine | In-house method | Atomabsorptionsspektrometer AAnalyst 400
35570-1 | Renin [Mass/volume] in Plasma | Diasorin | Liaison XL | LIAISON Direct Renin (REF 310470)
35668-3 | Gentamicin [Mass/volume] in Serum or Plasma | Abbott | Architect i2000 SR | iGent (REF 1P31-25)
35669-1 | Amikacin [Mass/volume] in Serum or Plasma | Roche | Cobas 8000 c-502 | AMIK2
35670-9 | Tobramycin [Mass/volume] in Serum or Plasma | Roche | Cobas 8000 c-502 | TOBR2
3642-6 | Fluorouracil [Mass/volume] in Serum or Plasma | Roche | Cobas 8000 c-502 | Saladax My5-FU
3772-1 | Methadone [Mass/volume] in Serum or Plasma | Agilent | 6890 N GC - 5973 Network MS | in-house mehtod
3784-6 | Methaqualone [Presence] in Serum or Plasma | Agilent | 6890 N GC - 5973 Network MS | in-house mehtod
3792-9 | Methotrexate [Mass/volume] in Cerebral spinal fluid | Abbott | Architect i2000 SR | Methotrexate (REF 2P49-25)
38363-8 | Cefepime [Mass/volume] in Serum or Plasma | In-house method | LC-MS/MS, Xevo TQ-S
39354-6 | Cholinesterase in Serum or Plasma --dibucaine/Cholinesterase | Roche
39467-6 | Chloride [Moles/volume] in Peritoneal dialysis fluid | Roche | Cobas 8000 ISE | Cl
39468-4 | Cholesterol [Moles/volume] in Pleural fluid | Roche | Cobas 8000 c-702 | CHOL2 / Gen. 2
39479-1 | Glucose [Moles/volume] in Pericardial fluid | Roche | Cobas 8000 c-702 | GLUC3 / Gen. 3
39780-2 | Urea [Moles/volume] in Peritoneal dialysis fluid | Roche | Cobas 8000 c-702 | UREAL
39785-1 | Potassium [Moles/volume] in Peritoneal dialysis fluid | Roche | Cobas 8000 ISE | K
39787-7 | Sodium [Moles/volume] in Peritoneal dialysis fluid | Roche | Cobas 8000 ISE
40409-5 | 3-Methoxytyramine [Moles/time] in 24 hour Urine | In-house method | HPLC-électrochimie
40599-3 | Albumin [Mass/volume] in Peritoneal dialysis fluid | Roche | Cobas 8000 c-702 | ALB2
40685-0 | Immunoelectrophoresis for Cerebral spinal fluid | Sebia | Hydrasis Focusing | Hydragel 9 CSF isofocusing TTF
41223-9 | Waxy casts [#/area] in Urine sediment by Microscopy high power field |  | microscope contraste phase
43583-4 | Lipoprotein a [Moles/volume] in Serum or Plasma | Roche | Cobas 8000 c-502 | LPA2 / Gen. 2
43755-8 | Casts [#/area] in Urine sediment by Automated count |  | microscope contraste phase
43973-7 | Zinc [Moles/volume] in Unspecified specimen | In-house method | Atomabsorptionsspektrometer AAnalyst 400
44075-0 | Bilirubin casts [Presence] in Urine sediment by Light microscopy |  | microscope contraste phase
44910-8 | Alpha-1-Fetoprotein [Units/volume] in Body fluid | Roche | Cobas 8000 e 801 | Elecsys AFP
44915-7 | Cholesterol in LDL/Cholesterol in HDL [Molar ratio] in Serum or Plasma | calculated | calculated | calculated
44918-1 | Dopamine/Creatinine [Molar ratio] in 24 hour Urine | In-house method | HPLC-électrochimie
45049-4 | Cortisol [Moles/volume] in Serum or Plasma --4 PM specimen | Roche | e801 (Cobas 8000) | Elecsys Cortisol II, 07027150190
45050-2 | Cortisol [Moles/volume] in Serum or Plasma --8 AM specimen | Roche | e801 (Cobas 8000) | Elecsys Cortisol II, 07027150190
4548-4 | Hemoglobin A1c/Hemoglobin.total in Blood | Roche | Cobas 8000 c-502 | A1C-3 / Gen.3 + A1CD2 / Gen.2
46127-7 | Haptoglobin [Mass/volume] in Serum or Plasma by Nephelometry | SIEMENS HEALTHCARE DIAGNOSTICS SA | BN ProSpec | N Antiserum to Human Haptoglobin (N AS/HAPT)
46134-3 | Granular casts [#/area] in Urine sediment by Microscopy high power field |  | microscope contraste phase
46135-0 | Hyaline casts [#/area] in Urine sediment by Microscopy high power field |  | microscope contraste phase
46419-8 | Erythrocytes [#/area] in Urine sediment by Automated count | Sysmex | UX2000 | CMF
46723-3 | Alpha-1-Microglobulin [Mass/volume] in Urine | Simens | BN ProSpec | NAS A1M
47274-6 | S100 calcium binding protein B [Mass/volume] in Cerebral spinal fluid | Fremdversand
47275-3 | S100 calcium binding protein B [Mass/volume] in Serum | Fremdversand
47730-7 | Prolactin [Mass/volume] in Serum or Plasma --15 minutes post dose TRH IV | Roche | e801 (Cobas 8000) | Elecsys Prolactin II, 07027737190
47883-4 | Renin [Mass/volume] in Plasma --upright | Diasorin | Liaison XL | LIAISON Direct Renin (REF 310470)
48108-5 | Follitropin [Units/volume] in Serum or Plasma --15 minutes pre 100 ug lutenizing releasing hormone IV | Roche | e801 (Cobas 8000) | Elecsys FSH, 07027346190
48118-4 | Lutropin [Units/volume] in Serum or Plasma --15 minutes pre 100 ug lutenizing releasing hormone IV | Roche | e801 (Cobas 8000) | Elecsys LH, 07027575190
48120-0 | Prolactin [Mass/volume] in Serum or Plasma --15 minutes pre dose TRH IV | Roche | e801 (Cobas 8000) | Elecsys Prolactin II, 07027737190
48148-1 | Osmolality of Urine by calculation | Roche |  | Na; K; GLUC3; URELU
48495-6 | Transferrin.carbohydrate deficient/Transferrin.total in Serum or Plasma | In-house method | Beckman P800+
48642-3 | Glomerular filtration rate/1.73 sq M predicted among non-blacks [Volume Rate/Area] in Serum, Plasma or Blood by Creatinine-based formula (MDRD) | calculated | calculated | calculated
48996-3 | Amylase.pancreatic [Enzymatic activity/volume] in Body fluid | Roche | Cobas 8000 c-502 | AMY-P
49002-9 | Albumin [Mass/time] in Urine collected for unspecified duration | calculated | calculated | calculated
49103-5 | WBC casts [#/area] in Urine sediment by Microscopy high power field |  | microscope contraste phase
49788-3 | Potassium [Moles/volume] in Amniotic fluid | Roche | Cobas 8000 ISE | K
49791-7 | Sodium [Moles/volume] in Amniotic fluid | Roche | Cobas 8000 ISE
50140-3 | 3-Methoxytyramine [Moles/volume] in Serum or Plasma | In-house method | HPLC-électrochimie
50551-1 | Bilirubin.total [Presence] in Urine by Automated test strip | Sysmex | UX2000 | Meditape II 9U Arkray
50552-9 | Clarity in Urine by Refractometry automated | Sysmex | UC-3500 | Refraktometer
50553-7 | Color of Urine by Auto | Sysmex | UC-3500 | Refraktometer
50555-2 | Glucose [Presence] in Urine by Automated test strip | Sysmex | UX2000 | Meditape II 9U Arkray
50556-0 | Urinalysis dipstick panel - Urine by Automated test strip | Roche | u411 | Combur 10 Test M ; Ref 11379208191
50563-6 | Urobilinogen [Mass/volume] in Urine by Automated test strip | Sysmex | UX2000 | Meditape II 9U Arkray
50840-8 | Cholesterol in HDL [Moles/volume] in Body fluid | Roche | Cobas 8000 c-702 | HDLC4
51480-2 | Bacteria [#/volume] in Urine by Automated count | Sysmex | UF-4000 | Flowzytometrie
51481-0 | Yeast [#/volume] in Urine by Automated count | Sysmex | UF-4000 | Flowzytometrie
51482-8 | Crystals [#/volume] in Urine by Automated count | Sysmex | UF-4000 | Flowzytometrie
51483-6 | Casts [#/volume] in Urine by Automated count | Sysmex | UF-4000 | Flowzytometrie
51485-1 | Epithelial cells.non-squamous [#/volume] in Urine by Automated count | Sysmex | UF-4000 | Flowzytometrie
51486-9 | Epithelial cells.squamous [#/volume] in Urine by Automated count | Sysmex | UF-4000 | Flowzytometrie
51693-0 | Albumin [Mass/volume] in Pericardial fluid | Roche | Cobas 8000 c-702 | ALB2
51790-4 | RBC casts [#/area] in Urine sediment by Microscopy high power field |  | microscope contraste phase
53048-5 | Ferritin [Mass/volume] in Body fluid | Roche | Cobas 8000 e 801 | Elecsys Ferritin
53128-5 | Bacterial casts [#/area] in Urine sediment by Microscopy low power field |  | microscope contraste phase
53322-4 | Crystals [#/area] in Urine sediment by Automated count | Sysmex | microscope contraste phase polarisation
53328-1 | Glucose [Mass/volume] in Urine by Automated test strip | Roche | u411 | Combur 10 Test M ; Ref 11379208191
53553-4 | Glucose mean value [Moles/volume] in Blood Estimated from glycated hemoglobin | Roche
53731-6 | Posaconazole [Mass/volume] in Serum or Plasma | In-house method | LC-MS/MS, Xevo TQ-S
5385-0 | Thyrotropin receptor Ab [Units/volume] in Serum | Thermo Fischer | Kryptor | TRAK HUMAN (Ref 801.050)
53959-3 | Choriogonadotropin.tumor marker [Units/volume] in Serum or Plasma | Roche | e801 (Cobas 8000) | Elecsys HCG+β, 07251025190
53978-3 | Epithelial cells.non-squamous [Presence] in Urine sediment by Light microscopy | Leica | phasenkontrastmikroskopie mit Polarisation
54363-7 | Bilirubin.total [Moles/volume] in Blood | Radiometer | ABL 825 FLEX
55805-6 | Cyclosporine [Mass/volume] in Blood by LC/MS/MS | In-house method | LC-MS/MS, Xevo TQ-S
55806-4 | Mycophenolate [Mass/volume] in Serum or Plasma by LC/MS/MS | In-house method | LC-MS/MS, Xevo TQ-S
55857-7 | Estradiol (E2) [Mass/volume] in Body fluid | Roche | Cobas 8000 e 801 | Elecsys Estradiol III (E2 3) / Gen. 3
5765-3 | Zinc [Mass/time] in 24 hour Urine | In-house method | Atomabsorptionsspektrometer AAnalyst 400
5766-1 | Ammonium urate crystals [Presence] in Urine sediment by Light microscopy | Leica | phasenkontrastmikroskopie mit Polarisation
57734-6 | Ketones [Presence] in Urine by Automated test strip | Sysmex | UX2000 | Meditape II 9U Arkray
57735-3 | Protein [Presence] in Urine by Automated test strip | Sysmex | UX2000 | Meditape II 9U Arkray
5774-5 | Calcium oxalate crystals [Presence] in Urine sediment by Light microscopy | Leica | phasenkontrastmikroskopie mit Polarisation
5813-1 | Trichomonas vaginalis [Presence] in Urine sediment by Light microscopy | Leica | phasenkontrastmikroskopie mit Polarisation
5814-9 | Triple phosphate crystals [Presence] in Urine sediment by Light microscopy | Leica | phasenkontrastmikroskopie mit Polarisation
58442-5 | Other elements [Identifier] in Urine sediment by Light microscopy | Leica | phasenkontrastmikroskopie mit Polarisation
58645-3 | Cortisol [Moles/volume] in Saliva (oral fluid) --12 PM specimen | Roche | e801 (Cobas 8000) | Cortisol II, 06687733 190
59384-8 | Acetaminophen [Presence] in Urine by Screen method | Alere | Triage Meter PRO | TOX DS
59835-9 | Parathyrin.intact [Mass/volume] in Body fluid | Roche | Cobas 8000 e 801 | Elecsys PTH
60017-1 | Lactate dehydrogenase [Enzymatic activity/volume] in Body fluid by Pyruvate to lactate reaction | Roche | Cobas 8000 c-502 | LDHL
62236-5 | Pyridoxal phosphate [Moles/volume] in Serum or Plasma | Chromsystems | HPLC-Fluorecence | Vitamin B6 in plasma/serum HPLC
62238-1 | Glomerular filtration rate/1.73 sq M.predicted [Volume Rate/Area] in Serum, Plasma or Blood by Creatinine-based formula (CKD-EPI) | calculated | calculated | calculated
62388-4 | Hemoglobin A1c/Hemoglobin.total in Blood by JDS/JSCC protocol | calculated | calculated | calculated
67813-6 | Fatty casts [#/area] in Urine sediment by Microscopy high power field |  | microscope contraste phase
6875-9 | Cancer Ag 15-3 [Units/volume] in Serum or Plasma | Abbott | Architect i2000 SR | CA 15-3 (REF 2K44-25)
69419-0 | Cholesterol in LDL [Moles/volume] in Serum or Plasma by Direct assay | Roche | Cobas 8000 c-502 | LDLC3
71425-3 | Natriuretic peptide.B prohormone N-Terminal [Mass/volume] in Blood by Immunoassay | Roche | Cobas H232 | CARDIAC POC Troponin T REF 070077302 190
72576-2 | Prostate Specific Ag Free/Prostate specific Ag.total [Pure mass fraction] in Serum or Plasma | calculated | calculated | calculated
72925-1 | Bilirubin.total [Moles/volume] in Amniotic fluid | Roche | Cobas 8000 c-702 | BILT3 / Gen.3
73676-9 | Voriconazole [Mass/volume] in Serum or Plasma --trough | In-house method | LC-MS/MS, Xevo TQ-S
73865-8 | Catecholamines 3 panel [Moles/volume] - Plasma | In-house method | HPLC-électrochimie
74097-7 | Tacrolimus [Mass/volume] in Blood by LC/MS/MS | In-house method | LC-MS/MS, Xevo TQ-S
74351-8 | Glucose [Moles/volume] in Urine collected for unspecified duration | calculated | calculated | calculated
74442-5 | Pyridoxal phosphate [Moles/volume] in Blood | Agilent | 1100 Serie | in-house method
77349-9 | Everolimus [Mass/volume] in Blood by LC/MS/MS --trough | In-house method | LC-MS/MS, Xevo TQ-S
77370-5 | Procollagen type I.N-terminal propeptide [Mass/volume] in Serum or Plasma by Immunoassay | Roche | Cobas 8000 e 801 | Elecsys total P1NP
78741-6 | Pathologic casts [#/volume] in Urine by Automated count | Sysmex | UF-4000 | Flowzytometrie
78987-5 | Provasopressin.C-terminal [Moles/volume] in Serum or Plasma by Immunoassay | Thermo Fischer | Kryptor | COPEPTIN PROAVP (Ref 857.050)
80372-6 | Hemoglobin.gastrointestinal [Presence] in Stool by Rapid immunoassay | RUWAG Handels AG | Handmethode | Hexagon OBTI
80611-7 | Phosphate [Moles/volume] in Urine collected for unspecified duration | calculated | calculated | calculated
8175-2 | Tetrahydrocannabinol [Presence] in Urine by SAMHSA screen method | Alere | Triage Meter PRO | TOX DS
8249-5 | Transitional cells [Presence] in Urine sediment by Light microscopy | Zeiss | 3607196
83071-1 | 25-Hydroxyvitamin D2+25-Hydroxyvitamin D3 [Moles/volume] in Serum or Plasma by Immunoassay | Diasorin | Liaison XL | LIAISON 25 OH Vitamin D TOTAL Assay (REF 310600)
9811-1 | Chromogranin A [Mass/volume] in Serum or Plasma | Thermo Fischer | Kryptor | CgA II (Ref 839.050)
10501-5 | Lutropin [Units/volume] in Serum or Plasma | Roche | Cobas 8000 e 801 | Elecsys LH (LH)
10501-5 | Lutropin [Units/volume] in Serum or Plasma | Roche | Cobas 6000 | LH / 11732234
10501-5 | Lutropin [Units/volume] in Serum or Plasma | Roche | Cobas 8000 e 801 | Elecsys LH
10501-5 | Lutropin [Units/volume] in Serum or Plasma | Roche | e801 (Cobas 8000) | Elecsys LH, 07027575190
11580-8 | Thyrotropin [Units/volume] in Serum or Plasma by Detection limit <= 0.005 mIU/L | Roche | Cobas 8000 e 801 | Elecsys TSH (TSH)
11580-8 | Thyrotropin [Units/volume] in Serum or Plasma by Detection limit <= 0.005 mIU/L | Roche | Cobas 6000 | TSH / 11731459
11580-8 | Thyrotropin [Units/volume] in Serum or Plasma by Detection limit <= 0.005 mIU/L | Roche | Cobas 8000 e 801 | Elecsys TSH
11580-8 | Thyrotropin [Units/volume] in Serum or Plasma by Detection limit <= 0.005 mIU/L | Roche | Cobas e411 | TSH / 11731459
11580-8 | Thyrotropin [Units/volume] in Serum or Plasma by Detection limit <= 0.005 mIU/L | Roche | e411 (Cobas 4000) | TSH, 11731459 122
11580-8 | Thyrotropin [Units/volume] in Serum or Plasma by Detection limit <= 0.005 mIU/L | Roche | e601 (Cobas 6000) | TSH, 11731459 122
11580-8 | Thyrotropin [Units/volume] in Serum or Plasma by Detection limit <= 0.005 mIU/L | Roche | e801 (Cobas 8000) | Elecsys TSH, 07028091190
13539-2 | Phosphate [Moles/volume] in Urine | Roche | Cobas 8000 c-702 | PHOS2 / Gen. 2
13539-2 | Phosphate [Moles/volume] in Urine | Roche | c501 (Cobas 6000) | PHOS2, 03183793 122
13539-2 | Phosphate [Moles/volume] in Urine | Roche | c502 (Cobas 8000) | PHOS2, 03183793 122
13539-2 | Phosphate [Moles/volume] in Urine | Roche | Cobas 6000 | PHOS2 / 03183793
13539-2 | Phosphate [Moles/volume] in Urine | Roche | Integra 400 | PHOS2 / 03183793
13978-2 | Alpha 1 globulin/Protein.total in Serum or Plasma by Electrophoresis | ALERE (Sebia) | Hydrasys 2SCAN | Hydra Gel 7/15 protein
13978-2 | Alpha 1 globulin/Protein.total in Serum or Plasma by Electrophoresis | SEBIA | Capillarys 3 | Proteine 6
13978-2 | Alpha 1 globulin/Protein.total in Serum or Plasma by Electrophoresis | SEBIA | SEBIA | Hydragel 15 total protein(e)
13980-8 | Albumin/Protein.total in Serum or Plasma by Electrophoresis | ALERE (Sebia) | Hydrasys 2SCAN | Hydra Gel 7/15 protein
13980-8 | Albumin/Protein.total in Serum or Plasma by Electrophoresis | SEBIA | Capillarys 3 | Proteine 6
13980-8 | Albumin/Protein.total in Serum or Plasma by Electrophoresis | SEBIA | SEBIA | Hydragel 15 total protein(e)
13981-6 | Alpha 2 globulin/Protein.total in Serum or Plasma by Electrophoresis | ALERE (Sebia) | Hydrasys 2SCAN | Hydra Gel 7/15 protein
13981-6 | Alpha 2 globulin/Protein.total in Serum or Plasma by Electrophoresis | SEBIA | Capillarys 3 | Proteine 6
13981-6 | Alpha 2 globulin/Protein.total in Serum or Plasma by Electrophoresis | SEBIA | SEBIA | Hydragel 15 total protein(e)
13982-4 | Beta globulin/Protein.total in Serum or Plasma by Electrophoresis | ALERE (Sebia) | Hydrasys 2SCAN | Hydra Gel 7/15 protein
13982-4 | Beta globulin/Protein.total in Serum or Plasma by Electrophoresis | SEBIA | Capillarys 3 | Proteine 6
13982-4 | Beta globulin/Protein.total in Serum or Plasma by Electrophoresis | SEBIA | SEBIA | Hydragel 15 total protein(e)
13983-2 | Gamma globulin/Protein.total in Serum or Plasma by Electrophoresis | ALERE (Sebia) | Hydrasys 2SCAN | Hydra Gel 7/15 protein
13983-2 | Gamma globulin/Protein.total in Serum or Plasma by Electrophoresis | SEBIA | Capillarys 3 | Proteine 6
13983-2 | Gamma globulin/Protein.total in Serum or Plasma by Electrophoresis | SEBIA | SEBIA | Hydragel 15 total protein(e)
14338-8 | Prealbumin [Mass/volume] in Serum or Plasma | Roche | c502 (Cobas 8000) | PREA (Prealbumin), 20764655 322
14338-8 | Prealbumin [Mass/volume] in Serum or Plasma | Roche | Cobas 6000 | PREA / 20764655
14338-8 | Prealbumin [Mass/volume] in Serum or Plasma | SIEMENS HEALTHCARE DIAGNOSTICS SA | BN ProSpec | N Antiserum to Human Prealbumin (N AS/PRE)
14566-4 | Calcitriol [Moles/volume] in Serum or Plasma | Diasorin | Liaison XL | LIAISON XL 1,25 Dihydroxyvitamin D (REF 310980)
14566-4 | Calcitriol [Moles/volume] in Serum or Plasma | IMMUNODIAGNOSTIC SYSTEMS (IDS) GMBH | ELISA | IDS-iSYS 1.25 VitD Xp
14593-8 | Aluminum [Moles/volume] in Serum or Plasma | In-house method | Atomabsorptionsspektrometer AAnalyst 600
14593-8 | Aluminum [Moles/volume] in Serum or Plasma | In-house method | ICP/MS
14627-4 | Bicarbonate [Moles/volume] in Venous blood | Radiometer | ABL 80 | calculated
14627-4 | Bicarbonate [Moles/volume] in Venous blood | Radiometer | ABL 800/825/827 | calculated
14627-4 | Bicarbonate [Moles/volume] in Venous blood | Radiometer | ABL 90 | calculated
14631-6 | Bilirubin.total [Moles/volume] in Serum or Plasma | Roche | Cobas 8000 c-702 | BILT3 / Gen.3
14631-6 | Bilirubin.total [Moles/volume] in Serum or Plasma | Roche | c501 (Cobas 6000) | BILT3 (Bilirubin Total Gen.3), 05795397 190
14631-6 | Bilirubin.total [Moles/volume] in Serum or Plasma | Roche | c502 (Cobas 8000) | BILT3 (Bilirubin Total Gen.3), 05795397 190
14631-6 | Bilirubin.total [Moles/volume] in Serum or Plasma | Roche | Cobas 6000 | BILT3 / 05795397
14631-6 | Bilirubin.total [Moles/volume] in Serum or Plasma | Roche | Cobas 8000 c-702 | BILT3 / Gen. 3
14631-6 | Bilirubin.total [Moles/volume] in Serum or Plasma | Roche | Cobas Integra 400 plus | BILT3 Gen.3, 05795397190
14631-6 | Bilirubin.total [Moles/volume] in Serum or Plasma | Roche | Integra 400 | BILT3 / 05795397
14633-2 | C peptide [Moles/volume] in Serum or Plasma | Roche | Cobas 8000 e 801 | Elecsys C-Peptide (CPEPTID)
14633-2 | C peptide [Moles/volume] in Serum or Plasma | Roche | Cobas 6000 | C-Peptide / 03184897
14637-3 | Calcium [Moles/time] in 24 hour Urine | Roche | Cobas 8000 c-702 | CA2 / Gen. 2
14637-3 | Calcium [Moles/time] in 24 hour Urine | Roche | c501 (Cobas 6000) | CA2 (Calcium Gen.2), 05061482 190
14637-3 | Calcium [Moles/time] in 24 hour Urine | Roche | c502 (Cobas 8000) | CA2 (Calcium Gen.2), 05061482 190
14646-4 | Cholesterol in HDL [Moles/volume] in Serum or Plasma | Roche | Cobas 8000 c-702 | HDLC3 / Gen. 3
14646-4 | Cholesterol in HDL [Moles/volume] in Serum or Plasma | Roche | c501 (Cobas 6000) | HDLC4 (HDL-Choleserol Gen.4), 07528566 190
14646-4 | Cholesterol in HDL [Moles/volume] in Serum or Plasma | Roche | c502 (Cobas 8000) | HDLC4 (HDL-Choleserol Gen.4), 07528566 190
14646-4 | Cholesterol in HDL [Moles/volume] in Serum or Plasma | Roche | Cobas 6000 | HDLC4 / 07528566
14646-4 | Cholesterol in HDL [Moles/volume] in Serum or Plasma | Roche | Cobas 8000 c-702 | HDLC4
14646-4 | Cholesterol in HDL [Moles/volume] in Serum or Plasma | Roche | Cobas Integra 400 plus | HDLC4 Gen.4, 07528566190
14646-4 | Cholesterol in HDL [Moles/volume] in Serum or Plasma | Roche | Integra 400 | HDLC4 / 07528566
14647-2 | Cholesterol [Moles/volume] in Serum or Plasma | Roche | Cobas 8000 c-502 | CHOL2 / Gen. 2
14647-2 | Cholesterol [Moles/volume] in Serum or Plasma | Roche | c501 (Cobas 6000) | CHOL2 (Cholesterol Gen.2), 03039773
14647-2 | Cholesterol [Moles/volume] in Serum or Plasma | Roche | c502 (Cobas 8000) | CHOL2 (Cholesterol Gen.2), 03039773
14647-2 | Cholesterol [Moles/volume] in Serum or Plasma | Roche | Cobas 6000 | CHOL2 / 03039773
14647-2 | Cholesterol [Moles/volume] in Serum or Plasma | Roche | Cobas 8000 c-702 | CHOL2 / Gen. 2
14647-2 | Cholesterol [Moles/volume] in Serum or Plasma | Roche | Cobas Integra 400 plus | CHOL2 Gen.2, 03039773190
14647-2 | Cholesterol [Moles/volume] in Serum or Plasma | Roche | Integra 400 | CHOL2 / 03039773
14665-4 | Copper [Moles/volume] in Serum or Plasma | In-house method | Atomabsorptionsspektrometer AAnalyst 400
14665-4 | Copper [Moles/volume] in Serum or Plasma | In-house method | ICP/MS
14675-3 | Cortisol [Moles/volume] in Serum or Plasma | Roche | Cobas 8000 e 801 | Elecsys Cortisol II (CORT 2) / Gen. 2
14675-3 | Cortisol [Moles/volume] in Serum or Plasma | Roche | Cobas 8000 e 801 | Elecsys Cortisol II
14682-9 | Creatinine [Moles/volume] in Serum or Plasma | Roche | Cobas 8000 c-702 | CREJ2 / Gen.2
14682-9 | Creatinine [Moles/volume] in Serum or Plasma | Roche | c501 (Cobas 6000) | CREJ2 (Creatinine Jaffé Gen.2), 04810716 190
14682-9 | Creatinine [Moles/volume] in Serum or Plasma | Roche | c501 (Cobas 6000) | CREP2 (Creatinine plus ver.2), 03263991 190
14682-9 | Creatinine [Moles/volume] in Serum or Plasma | Roche | c502 (Cobas 8000) | CREJ2 (Creatinine Jaffé Gen.2), 04810716 190
14682-9 | Creatinine [Moles/volume] in Serum or Plasma | Roche | c502 (Cobas 8000) | CREP2 (Creatinine plus ver.2), 03263991 190
14682-9 | Creatinine [Moles/volume] in Serum or Plasma | Roche | Cobas 6000 | CREJ2 / 04810716
14682-9 | Creatinine [Moles/volume] in Serum or Plasma | Roche | Cobas 8000 c-702 | CREP2 / Gen.2 (enzymat.)
14682-9 | Creatinine [Moles/volume] in Serum or Plasma | Roche | Integra 400 | CREJ2 / 04810716
14683-7 | Creatinine [Moles/volume] in Urine | Roche | Cobas 8000 c-702 | CRJ2U
14683-7 | Creatinine [Moles/volume] in Urine | Roche | c501 (Cobas 6000) | CREJ2 (Creatinine Jaffé Gen.2), 04810716 190
14683-7 | Creatinine [Moles/volume] in Urine | Roche | c502 (Cobas 8000) | CREJ2 (Creatinine Jaffé Gen.2), 04810716 190
14683-7 | Creatinine [Moles/volume] in Urine | Roche | Cobas 6000 | CREJ2 / 04810716
14683-7 | Creatinine [Moles/volume] in Urine | Roche | Cobas 8000 c-702 | CREP2 / Gen.2 (enzymat.)
14683-7 | Creatinine [Moles/volume] in Urine | Roche | Cobas Integra 400 plus | CREJ2 Jaffé gen.2, 04810716190
14683-7 | Creatinine [Moles/volume] in Urine | Roche | Integra 400 | CREJ2 / 04810716
14684-5 | Creatinine [Moles/time] in 24 hour Urine | Roche | c501 (Cobas 6000) | CREJ2 (Creatinine Jaffé Gen.2), 04810716 190
14684-5 | Creatinine [Moles/time] in 24 hour Urine | Roche | c502 (Cobas 8000) | CREJ2 (Creatinine Jaffé Gen.2), 04810716 190
14684-5 | Creatinine [Moles/time] in 24 hour Urine | Roche | Cobas 8000 c-702 | CREJ2 / Gen.2
14684-5 | Creatinine [Moles/time] in 24 hour Urine | Roche | Cobas 8000 c-702 | CRJ2U
14685-2 | Cobalamin (Vitamin B12) [Moles/volume] in Serum or Plasma | Roche | Cobas 8000 e 801 | Elecsys Vitamin B12 II (B12 2) / Gen. 2
14685-2 | Cobalamin (Vitamin B12) [Moles/volume] in Serum or Plasma | Roche | Cobas 6000 | Vitamin B12 II / 07212771
14685-2 | Cobalamin (Vitamin B12) [Moles/volume] in Serum or Plasma | Roche | Cobas 8000 e 801 | Elecsys Vitamin B12 II
14685-2 | Cobalamin (Vitamin B12) [Moles/volume] in Serum or Plasma | Roche | Cobas e411 | Vitamin B12 II / 07212771
14685-2 | Cobalamin (Vitamin B12) [Moles/volume] in Serum or Plasma | Roche | e411 (Cobas 4000) | Vitamin B12 II, 07212771 190
14685-2 | Cobalamin (Vitamin B12) [Moles/volume] in Serum or Plasma | Roche | e601 (Cobas 6000) | Vitamin B12 II, 07212771 190
14685-2 | Cobalamin (Vitamin B12) [Moles/volume] in Serum or Plasma | Roche | e801 (Cobas 8000) | Elecsys Vitamin B12 II, 07028121190
14715-7 | Estradiol (E2) [Moles/volume] in Serum or Plasma | Roche | Cobas 8000 e 801 | Elecsys Estradiol III
14715-7 | Estradiol (E2) [Moles/volume] in Serum or Plasma | Roche | e801 (Cobas 8000) | Elecsys Estradiol III, 07027249190
14732-2 | Folate [Moles/volume] in Serum or Plasma | Roche | Cobas 8000 e 801 | Elecsys Folate (FOL)
14732-2 | Folate [Moles/volume] in Serum or Plasma | Roche | Cobas 6000 | Folate III / 07559992
14732-2 | Folate [Moles/volume] in Serum or Plasma | Roche | Cobas 8000 e 801 | Elecsys Folate
14732-2 | Folate [Moles/volume] in Serum or Plasma | Roche | Cobas e411 | Folate III / 07559992
14732-2 | Folate [Moles/volume] in Serum or Plasma | Roche | e411 (Cobas 4000) | Folate III, 07559992 190
14732-2 | Folate [Moles/volume] in Serum or Plasma | Roche | e601 (Cobas 6000) | Folate III, 07559992 190
14732-2 | Folate [Moles/volume] in Serum or Plasma | Roche | e801 (Cobas 8000) | Elecsys Folate, 07027290190
14744-7 | Glucose [Moles/volume] in Cerebral spinal fluid | Roche | Cobas 8000 c-702 | GLUC3 / Gen. 3
14744-7 | Glucose [Moles/volume] in Cerebral spinal fluid | Roche | c501 (Cobas 6000) | GLUC3 (Glucose HK), 04404483 190
14744-7 | Glucose [Moles/volume] in Cerebral spinal fluid | Roche | c502 (Cobas 8000) | GLUC3 (Glucose HK), 04404483 190
14744-7 | Glucose [Moles/volume] in Cerebral spinal fluid | Roche | Cobas 6000 | GLUC3 / 04404483
14744-7 | Glucose [Moles/volume] in Cerebral spinal fluid | Roche | Integra 400 | GLUC3 / 04404483
14745-4 | Glucose [Moles/volume] in Body fluid | Roche | Cobas 8000 c-702 | GLUC3 / Gen. 3
14745-4 | Glucose [Moles/volume] in Body fluid | Roche | c501 (Cobas 6000) | GLUC3 (Glucose HK), 04404483 190
14745-4 | Glucose [Moles/volume] in Body fluid | Roche | c502 (Cobas 8000) | GLUC3 (Glucose HK), 04404483 190
14745-4 | Glucose [Moles/volume] in Body fluid | Roche | Cobas 6000 | GLUC3 / 04404483
14745-4 | Glucose [Moles/volume] in Body fluid | Roche | Integra 400 | GLUC3 / 04404483
14747-0 | Glucose [Moles/volume] in Pleural fluid | Roche | Cobas 8000 c-702 | GLUC3 / Gen. 3
14747-0 | Glucose [Moles/volume] in Pleural fluid | Roche | c501 (Cobas 6000) | GLUC3 (Glucose HK), 04404483 190
14747-0 | Glucose [Moles/volume] in Pleural fluid | Roche | c502 (Cobas 8000) | GLUC3 (Glucose HK), 04404483 190
14748-8 | Glucose [Moles/volume] in Peritoneal fluid | Roche | Cobas 8000 c-702 | GLUC3 / Gen. 3
14748-8 | Glucose [Moles/volume] in Peritoneal fluid | Roche | c501 (Cobas 6000) | GLUC3 (Glucose HK), 04404483 190
14748-8 | Glucose [Moles/volume] in Peritoneal fluid | Roche | c502 (Cobas 8000) | GLUC3 (Glucose HK), 04404483 190
14749-6 | Glucose [Moles/volume] in Serum or Plasma | Roche | Cobas 8000 c-702 | GLUC3 / Gen. 3
14749-6 | Glucose [Moles/volume] in Serum or Plasma | Roche | c501 (Cobas 6000) | GLUC3 (Glucose HK), 04404483 190
14749-6 | Glucose [Moles/volume] in Serum or Plasma | Roche | c502 (Cobas 8000) | GLUC3 (Glucose HK), 04404483 190
14749-6 | Glucose [Moles/volume] in Serum or Plasma | Roche | Cobas 6000 | GLUC3 / 04404483
14749-6 | Glucose [Moles/volume] in Serum or Plasma | Roche | Cobas Integra 400 plus | GLUC3 HK Gen.3, 04404483190
14749-6 | Glucose [Moles/volume] in Serum or Plasma | Roche | Integra 400 | GLUC3 / 04404483
14750-4 | Glucose [Moles/volume] in Synovial fluid | Roche | c501 (Cobas 6000) | GLUC3 (Glucose HK), 04404483 190
14750-4 | Glucose [Moles/volume] in Synovial fluid | Roche | c502 (Cobas 8000) | GLUC3 (Glucose HK), 04404483 190
14751-2 | Glucose [Moles/volume] in Serum or Plasma --1.5 hours post 50 g lactose PO | Roche | c501 (Cobas 6000) | GLUC3 (Glucose HK), 04404483 190
14751-2 | Glucose [Moles/volume] in Serum or Plasma --1.5 hours post 50 g lactose PO | Roche | c502 (Cobas 8000) | GLUC3 (Glucose HK), 04404483 190
14755-3 | Glucose [Moles/volume] in Serum or Plasma --1 hour post 50 g lactose PO | Roche | c501 (Cobas 6000) | GLUC3 (Glucose HK), 04404483 190
14755-3 | Glucose [Moles/volume] in Serum or Plasma --1 hour post 50 g lactose PO | Roche | c502 (Cobas 8000) | GLUC3 (Glucose HK), 04404483 190
14758-7 | Glucose [Moles/volume] in Serum or Plasma --2 hours post 50 g lactose PO | Roche | c501 (Cobas 6000) | GLUC3 (Glucose HK), 04404483 190
14758-7 | Glucose [Moles/volume] in Serum or Plasma --2 hours post 50 g lactose PO | Roche | c502 (Cobas 8000) | GLUC3 (Glucose HK), 04404483 190
14762-9 | Glucose [Moles/volume] in Serum or Plasma --30 minutes post 50 g lactose PO | Roche | c501 (Cobas 6000) | GLUC3 (Glucose HK), 04404483 190
14762-9 | Glucose [Moles/volume] in Serum or Plasma --30 minutes post 50 g lactose PO | Roche | c502 (Cobas 8000) | GLUC3 (Glucose HK), 04404483 190
14768-6 | Glucose [Moles/volume] in Serum or Plasma --baseline | Roche | c501 (Cobas 6000) | GLUC3 (Glucose HK), 04404483 190
14768-6 | Glucose [Moles/volume] in Serum or Plasma --baseline | Roche | c502 (Cobas 8000) | GLUC3 (Glucose HK), 04404483 190
14768-6 | Glucose [Moles/volume] in Serum or Plasma --baseline | Roche | Cobas 8000 c-702 | GLUC3 / Gen. 3
14798-3 | Iron [Moles/volume] in Serum or Plasma | Roche | Cobas 8000 c-502 | IRON2 / Gen. 2
14798-3 | Iron [Moles/volume] in Serum or Plasma | Roche | c501 (Cobas 6000) | IRON2 (Iron Gen.2), 03183696 122
14798-3 | Iron [Moles/volume] in Serum or Plasma | Roche | c502 (Cobas 8000) | IRON2 (Iron Gen.2), 03183696 122
14798-3 | Iron [Moles/volume] in Serum or Plasma | Roche | Cobas 6000 | IRON2 / 03183696
14798-3 | Iron [Moles/volume] in Serum or Plasma | Roche | Cobas 8000 c-502 | IRON2
14798-3 | Iron [Moles/volume] in Serum or Plasma | Roche | Cobas Integra 400 plus | IRON2 gen.2 , 03183696122
14798-3 | Iron [Moles/volume] in Serum or Plasma | Roche | Integra 400 | IRON2 / 03183696
14801-5 | Iron saturation [Molar fraction] in Serum or Plasma | Roche | c501 (Cobas 6000) | CKMB (Creatine Kinase-MB), 07190808 190
14801-5 | Iron saturation [Molar fraction] in Serum or Plasma | Roche | c502 (Cobas 8000) | CKMB (Creatine Kinase-MB), 07190808 190
14801-5 | Iron saturation [Molar fraction] in Serum or Plasma | Roche
14803-1 | Lactate dehydrogenase [Enzymatic activity/volume] in Body fluid by Lactate to pyruvate reaction | Roche | c502 (Cobas 8000) | LDHI2 (Lactate Dehydrogenase acc. To IFCC ver.2), 03004732
14803-1 | Lactate dehydrogenase [Enzymatic activity/volume] in Body fluid by Lactate to pyruvate reaction | Roche | Cobas 6000 | LDHL / 20767123
14803-1 | Lactate dehydrogenase [Enzymatic activity/volume] in Body fluid by Lactate to pyruvate reaction | Roche | Cobas 8000 c-502 | LDHI2 / Gen. 2
14803-1 | Lactate dehydrogenase [Enzymatic activity/volume] in Body fluid by Lactate to pyruvate reaction | Roche | Cobas 8000 c-702 | LDHI2 / Gen. 2
14803-1 | Lactate dehydrogenase [Enzymatic activity/volume] in Body fluid by Lactate to pyruvate reaction | Roche | Integra 400 | LDHL / 20767123
14804-9 | Lactate dehydrogenase [Enzymatic activity/volume] in Serum or Plasma by Lactate to pyruvate reaction | Roche | c501 (Cobas 6000) | LDHI2 (Lactate Dehydrogenase acc. To IFCC ver.2), 03004732
14804-9 | Lactate dehydrogenase [Enzymatic activity/volume] in Serum or Plasma by Lactate to pyruvate reaction | Roche | c502 (Cobas 8000) | LDHI2 (Lactate Dehydrogenase acc. To IFCC ver.2), 03004732
14804-9 | Lactate dehydrogenase [Enzymatic activity/volume] in Serum or Plasma by Lactate to pyruvate reaction | Roche | Cobas 6000 | LDHL / 20767123
14804-9 | Lactate dehydrogenase [Enzymatic activity/volume] in Serum or Plasma by Lactate to pyruvate reaction | Roche | Cobas 8000 c-502 | LDHI2 / Gen. 2
14804-9 | Lactate dehydrogenase [Enzymatic activity/volume] in Serum or Plasma by Lactate to pyruvate reaction | Roche | Cobas 8000 c-702 | LDHI2 / Gen. 2
14804-9 | Lactate dehydrogenase [Enzymatic activity/volume] in Serum or Plasma by Lactate to pyruvate reaction | Roche | Cobas Integra 400 plus | LDHI2 acc. IFCC ver.2, 03004732122
14804-9 | Lactate dehydrogenase [Enzymatic activity/volume] in Serum or Plasma by Lactate to pyruvate reaction | Roche | Integra 400 | LDHL / 20767123
14866-8 | Parathyrin.intact [Moles/volume] in Serum or Plasma | Roche | Cobas 6000 | PTH / 11972103
14866-8 | Parathyrin.intact [Moles/volume] in Serum or Plasma | Roche | Cobas 8000 e 801 | Elecsys PTH (PTH)
14866-8 | Parathyrin.intact [Moles/volume] in Serum or Plasma | Roche | e801 (Cobas 8000) | Elecsys PTH, 07251068190
14879-1 | Phosphate [Moles/volume] in Serum or Plasma | Roche | Cobas 8000 c-702 | PHOS2 / Gen. 2
14879-1 | Phosphate [Moles/volume] in Serum or Plasma | Roche | c501 (Cobas 6000) | PHOS2, 03183793 122
14879-1 | Phosphate [Moles/volume] in Serum or Plasma | Roche | c502 (Cobas 8000) | PHOS2, 03183793 122
14879-1 | Phosphate [Moles/volume] in Serum or Plasma | Roche | Cobas 6000 | PHOS2 / 03183793
14879-1 | Phosphate [Moles/volume] in Serum or Plasma | Roche | Cobas Integra 400 plus | PHOS2 version 2, 03183793122
14879-1 | Phosphate [Moles/volume] in Serum or Plasma | Roche | Integra 400 | PHOS2 / 03183793
14881-7 | Phosphate [Moles/time] in 24 hour Urine | Roche | Cobas 8000 c-702 | PHOS2 / Gen. 2
14881-7 | Phosphate [Moles/time] in 24 hour Urine | Roche | c502 (Cobas 8000) | PHOS2, 03183793 122
14890-8 | Progesterone [Moles/volume] in Serum or Plasma | Roche | Cobas 8000 e 801 | Elecsys Progesterone III
14890-8 | Progesterone [Moles/volume] in Serum or Plasma | Roche | e801 (Cobas 8000) | Progestérone III, 07092539 190
14920-3 | Thyroxine (T4) free [Moles/volume] in Serum or Plasma | Roche | Cobas 8000 e 801 | Elecsys FT4 III (FT4 3) / Gen. 3
14920-3 | Thyroxine (T4) free [Moles/volume] in Serum or Plasma | Roche | Cobas 6000 | FT4 III / 07976836
14920-3 | Thyroxine (T4) free [Moles/volume] in Serum or Plasma | Roche | Cobas 8000 e 801 | Elecsys FT4 III
14920-3 | Thyroxine (T4) free [Moles/volume] in Serum or Plasma | Roche | Cobas e411 | FT4 III / 07976836
14920-3 | Thyroxine (T4) free [Moles/volume] in Serum or Plasma | Roche | e411 (Cobas 4000) | FT4 II, 06437281
14920-3 | Thyroxine (T4) free [Moles/volume] in Serum or Plasma | Roche | e601 (Cobas 6000) | FT4 II, 06437281
14920-3 | Thyroxine (T4) free [Moles/volume] in Serum or Plasma | Roche | e801 (Cobas 8000) | Elecsys FT4 III, 07976887190
14927-8 | Triglyceride [Moles/volume] in Serum or Plasma | Roche | c501 (Cobas 6000) | TRIGL (Triglycerides), 20767107 322
14927-8 | Triglyceride [Moles/volume] in Serum or Plasma | Roche | c502 (Cobas 8000) | TRIGL (Triglycerides), 20767107 322
14927-8 | Triglyceride [Moles/volume] in Serum or Plasma | Roche | Cobas 6000 | TRIGL / 20767107
14927-8 | Triglyceride [Moles/volume] in Serum or Plasma | Roche | Cobas 8000 c-502 | TRIGL
14927-8 | Triglyceride [Moles/volume] in Serum or Plasma | Roche | Cobas c-502 | TRIGL
14927-8 | Triglyceride [Moles/volume] in Serum or Plasma | Roche | Cobas c-702 | TRIGL
14927-8 | Triglyceride [Moles/volume] in Serum or Plasma | Roche | Cobas Integra 400 plus | TRIGL, 20767107322
14927-8 | Triglyceride [Moles/volume] in Serum or Plasma | Roche | Integra 400 | TRIGL / 20767107
14928-6 | Triiodothyronine (T3) Free [Moles/volume] in Serum or Plasma | Roche | Cobas 8000 e 801 | Elecsys FT3 III
14928-6 | Triiodothyronine (T3) Free [Moles/volume] in Serum or Plasma | Roche | e411 (Cobas 4000) | FT3 III, 06437206 190
14928-6 | Triiodothyronine (T3) Free [Moles/volume] in Serum or Plasma | Roche | e601 (Cobas 6000) | FT3 III, 06437206 190
14928-6 | Triiodothyronine (T3) Free [Moles/volume] in Serum or Plasma | Roche | e801 (Cobas 8000) | Elecsys FT3 III, 07027362190
14933-6 | Urate [Moles/volume] in Serum or Plasma | Roche | Cobas 8000 c-502 | UA2 / Gen. 2
14933-6 | Urate [Moles/volume] in Serum or Plasma | Roche | c501 (Cobas 6000) | UA2 (Uric Acid ver.2), 031833807 190
14933-6 | Urate [Moles/volume] in Serum or Plasma | Roche | c502 (Cobas 8000) | UA2 (Uric Acid ver.2), 031833807 190
14933-6 | Urate [Moles/volume] in Serum or Plasma | Roche | Cobas 6000 | UA2 / 03183807
14933-6 | Urate [Moles/volume] in Serum or Plasma | Roche | Cobas 8000 c-702 | UA2 / Gen. 2
14933-6 | Urate [Moles/volume] in Serum or Plasma | Roche | Cobas Integra 400 plus | UA2, version 2 , 03183807190
14933-6 | Urate [Moles/volume] in Serum or Plasma | Roche | Integra 400 | UA2 / 03183807
14934-4 | Urate [Moles/volume] in Urine | Roche | Cobas 8000 c-502 | UA2-U/ Gen. 2
14934-4 | Urate [Moles/volume] in Urine | Roche | c502 (Cobas 8000) | UA2 (Uric Acid ver.2), 031833807 190
14934-4 | Urate [Moles/volume] in Urine | Roche | Cobas 6000 | UA2 / 03183807
14934-4 | Urate [Moles/volume] in Urine | Roche | Cobas 8000 c-702 | UA2 / Gen. 2
14934-4 | Urate [Moles/volume] in Urine | Roche | Integra 400 | UA2 / 03183807
14935-1 | Urate [Moles/time] in 24 hour Urine | Roche | Cobas 8000 c-502 | UA2-U/ Gen. 2
14935-1 | Urate [Moles/time] in 24 hour Urine | Roche | c502 (Cobas 8000) | UA2 (Uric Acid ver.2), 031833807 190
14946-8 | Valproate [Moles/volume] in Serum or Plasma | Roche | Cobas 8000 c-502 | VALP2
14946-8 | Valproate [Moles/volume] in Serum or Plasma | Roche | Integra 400 | VALP / 20737933
14955-9 | Zinc [Moles/volume] in Serum or Plasma | In-house method | Atomabsorptionsspektrometer AAnalyst 400
14955-9 | Zinc [Moles/volume] in Serum or Plasma | In-house method | ICP/MS
14995-5 | Glucose [Moles/volume] in Serum or Plasma --2 hours post 75 g glucose PO | Roche | c501 (Cobas 6000) | GLUC3 (Glucose HK), 04404483 190
14995-5 | Glucose [Moles/volume] in Serum or Plasma --2 hours post 75 g glucose PO | Roche | c502 (Cobas 8000) | GLUC3 (Glucose HK), 04404483 190
14995-5 | Glucose [Moles/volume] in Serum or Plasma --2 hours post 75 g glucose PO | Roche | Cobas 8000 c-702 | GLUC3 / Gen. 3
14996-3 | Glucose [Moles/volume] in Serum or Plasma --pre 75 g glucose PO | Roche | c501 (Cobas 6000) | GLUC3 (Glucose HK), 04404483 190
14996-3 | Glucose [Moles/volume] in Serum or Plasma --pre 75 g glucose PO | Roche | c502 (Cobas 8000) | GLUC3 (Glucose HK), 04404483 190
15011-0 | Aldosterone [Moles/volume] in Serum or Plasma --supine | Diasorin | Liaison XL | Liaison Aldosteron ; ref 310450
15011-0 | Aldosterone [Moles/volume] in Serum or Plasma --supine | Diasorin | Liaison XL | LIAISON Aldosterone (REF 310450)
15012-8 | Aldosterone [Moles/volume] in Serum or Plasma --upright | Diasorin | Liaison XL | Liaison Aldosteron ; ref 310450
15012-8 | Aldosterone [Moles/volume] in Serum or Plasma --upright | Diasorin | Liaison XL | LIAISON Aldosterone (REF 310450)
15051-6 | Creatinine [Moles/volume] in Dialysis fluid | Roche | Cobas 8000 c-702 | CREJ2 / Gen.2
15051-6 | Creatinine [Moles/volume] in Dialysis fluid | Roche | c501 (Cobas 6000) | CREJ2 (Creatinine Jaffé Gen.2), 04810716 190
15051-6 | Creatinine [Moles/volume] in Dialysis fluid | Roche | c502 (Cobas 8000) | CREJ2 (Creatinine Jaffé Gen.2), 04810716 190
15074-8 | Glucose [Moles/volume] in Blood | Radiometer | ABL 80 | CASSETTE SENSOR 100 TESTS BG/HK/QC (ref 945-676) + CASSETTE SENSOR 25 TESTS BG/LYT/OX QC (ref 945-706) + SOLUTION PACK 100 TESTS (ref 944-174)
15074-8 | Glucose [Moles/volume] in Blood | Radiometer | ABL 800/825/827 | MEMBRANE ELECTRODE DE GLUCOSE : 4 PIECES , ref 942-065
15074-8 | Glucose [Moles/volume] in Blood | Radiometer | ABL 90 | CASSETTE SENSOR 300 TESTS , ref 946-005
15075-5 | Glucose [Moles/volume] in Dialysis fluid | Roche | Cobas 8000 c-702 | GLUC3 / Gen. 3
15075-5 | Glucose [Moles/volume] in Dialysis fluid | Roche | c501 (Cobas 6000) | GLUC3 (Glucose HK), 04404483 190
15075-5 | Glucose [Moles/volume] in Dialysis fluid | Roche | c502 (Cobas 8000) | GLUC3 (Glucose HK), 04404483 190
15076-3 | Glucose [Moles/volume] in Urine | Roche | Cobas 8000 c-702 | GLUC3 / Gen. 3
15076-3 | Glucose [Moles/volume] in Urine | Roche | Cobas 6000 | GLUC3 / 04404483
15076-3 | Glucose [Moles/volume] in Urine | Roche | Integra 400 | GLUC3 / 04404483
16551-4 | Carbon dioxide, total [Moles/volume] in Capillary blood | Radiometer | ABL 80 | calculated
16551-4 | Carbon dioxide, total [Moles/volume] in Capillary blood | Radiometer | ABL 800/825/827 | calculated
16551-4 | Carbon dioxide, total [Moles/volume] in Capillary blood | Radiometer | ABL 90 | calculated
1743-4 | Alanine aminotransferase [Enzymatic activity/volume] in Serum or Plasma by With P-5'-P | Roche | Cobas 8000 c-702 | ALTPM
1743-4 | Alanine aminotransferase [Enzymatic activity/volume] in Serum or Plasma by With P-5'-P | Roche | c501 (Cobas 6000) | ALTLP (Alanine aminotransférase selon l'IFCC avec activation par le pyridoxal phosphate), 04467388 190
1743-4 | Alanine aminotransferase [Enzymatic activity/volume] in Serum or Plasma by With P-5'-P | Roche | c502 (Cobas 8000) | ALTLP (Alanine aminotransférase selon l'IFCC avec activation par le pyridoxal phosphate), 04467388 190
1743-4 | Alanine aminotransferase [Enzymatic activity/volume] in Serum or Plasma by With P-5'-P | Roche | Cobas 6000 | ALTLP / 04467388
1743-4 | Alanine aminotransferase [Enzymatic activity/volume] in Serum or Plasma by With P-5'-P | Roche | Cobas Integra 400 plus | ALTL (Alanine Aminotransférase avec activation par le pyridoxal phosphate), 20764957322
1743-4 | Alanine aminotransferase [Enzymatic activity/volume] in Serum or Plasma by With P-5'-P | Roche | Integra 400 | ALTL / 20764957
1746-7 | Albumin [Mass/volume] in Cerebral spinal fluid | Roche | c501 (Cobas 6000) | ALBT2 (Tina-quant Albumin Gen.2) 04469658 192
1746-7 | Albumin [Mass/volume] in Cerebral spinal fluid | Roche | c502 (Cobas 8000) | ALBT2 (Tina-quant Albumin Gen.2) 04469658 192
1746-7 | Albumin [Mass/volume] in Cerebral spinal fluid | Roche | Cobas 6000 | ALBT2 / 04469658
1746-7 | Albumin [Mass/volume] in Cerebral spinal fluid | Roche | Integra 400 | ALBT2 / 04469658
1746-7 | Albumin [Mass/volume] in Cerebral spinal fluid | SIEMENS HEALTHCARE DIAGNOSTICS SA | BN ProSpec | N Antiserum to Human Albumin (N AS/ALB)
1747-5 | Albumin [Mass/volume] in Body fluid | Roche | Cobas 8000 c-702 | ALB2
1747-5 | Albumin [Mass/volume] in Body fluid | Roche | c501 (Cobas 6000) | ALB2 (Albumin Gen.2), 03183688 122
1747-5 | Albumin [Mass/volume] in Body fluid | Roche | c502 (Cobas 8000) | ALB2 (Albumin Gen.2), 03183688 122
1747-5 | Albumin [Mass/volume] in Body fluid | Roche | Cobas 6000 | ALB2 / 03183688
1747-5 | Albumin [Mass/volume] in Body fluid | Roche | Cobas 8000 c-702 | ALBP Albumin BCP
1747-5 | Albumin [Mass/volume] in Body fluid | Roche | Integra 400 | ALB2 / 03183688
1748-3 | Albumin [Mass/volume] in Pleural fluid | Roche | Cobas 8000 c-702 | ALB2
1748-3 | Albumin [Mass/volume] in Pleural fluid | Roche | c501 (Cobas 6000) | ALB2 (Albumin Gen.2), 03183688 122
1748-3 | Albumin [Mass/volume] in Pleural fluid | Roche | c502 (Cobas 8000) | ALB2 (Albumin Gen.2), 03183688 122
1749-1 | Albumin [Mass/volume] in Peritoneal fluid | Roche | Cobas 8000 c-702 | ALB2
1749-1 | Albumin [Mass/volume] in Peritoneal fluid | Roche | c501 (Cobas 6000) | ALB2 (Albumin Gen.2), 03183688 122
1749-1 | Albumin [Mass/volume] in Peritoneal fluid | Roche | c502 (Cobas 8000) | ALB2 (Albumin Gen.2), 03183688 122
1751-7 | Albumin [Mass/volume] in Serum or Plasma | Roche | c501 (Cobas 6000) | ALB2 (Albumin Gen.2), 03183688 122
1751-7 | Albumin [Mass/volume] in Serum or Plasma | Roche | c502 (Cobas 8000) | ALB2 (Albumin Gen.2), 03183688 122
1751-7 | Albumin [Mass/volume] in Serum or Plasma | Roche | Cobas 8000 c-702 | ALBP Albumin BCP
1754-1 | Albumin [Mass/volume] in Urine | Abbott | Afinion | ACR / 1116043
1754-1 | Albumin [Mass/volume] in Urine | Roche | c501 (Cobas 6000) | ALBT2 (Tina-quant Albumin Gen.2) 04469658 191
1754-1 | Albumin [Mass/volume] in Urine | Roche | c502 (Cobas 8000) | ALBT2 (Tina-quant Albumin Gen.2) 04469658 191
1754-1 | Albumin [Mass/volume] in Urine | Roche | Cobas 6000 | ALBT2 / 04469658
1754-1 | Albumin [Mass/volume] in Urine | Roche | Cobas 8000 c-502 | ALBT2
1755-8 | Albumin [Mass/time] in 24 hour Urine | Roche | Cobas 8000 c-502 | ALBT2
1755-8 | Albumin [Mass/time] in 24 hour Urine | SIEMENS HEALTHCARE DIAGNOSTICS SA | BN ProSpec | N Antiserum to Human Albumin (N AS/ALB)
1795-4 | Amylase [Enzymatic activity/volume] in Body fluid | Roche | c501 (Cobas 6000) | AMYL2 (alpha-amylase EPS ver.2), 03183742 122
1795-4 | Amylase [Enzymatic activity/volume] in Body fluid | Roche | c502 (Cobas 8000) | AMYL2 (alpha-amylase EPS ver.2), 03183742 122
1795-4 | Amylase [Enzymatic activity/volume] in Body fluid | Roche | Cobas 6000 | AMYL2 / 03183742
1795-4 | Amylase [Enzymatic activity/volume] in Body fluid | Roche | Cobas 8000 c-502 | AMYL2 / Gen. 2
1795-4 | Amylase [Enzymatic activity/volume] in Body fluid | Roche | Integra 400 | AMYL2 / 03183742
1796-2 | Amylase [Enzymatic activity/volume] in Pleural fluid | Roche | c501 (Cobas 6000) | AMYL2 (alpha-amylase EPS ver.2), 03183742 122
1796-2 | Amylase [Enzymatic activity/volume] in Pleural fluid | Roche | c502 (Cobas 8000) | AMYL2 (alpha-amylase EPS ver.2), 03183742 122
1796-2 | Amylase [Enzymatic activity/volume] in Pleural fluid | Roche | Cobas 8000 c-502 | AMYL2 / Gen. 2
1797-0 | Amylase [Enzymatic activity/volume] in Peritoneal fluid | Roche | c501 (Cobas 6000) | AMYL2 (alpha-amylase EPS ver.2), 03183742 122
1797-0 | Amylase [Enzymatic activity/volume] in Peritoneal fluid | Roche | c502 (Cobas 8000) | AMYL2 (alpha-amylase EPS ver.2), 03183742 122
1797-0 | Amylase [Enzymatic activity/volume] in Peritoneal fluid | Roche | Cobas 8000 c-502 | AMYL2 / Gen. 2
1798-8 | Amylase [Enzymatic activity/volume] in Serum or Plasma | Roche | c501 (Cobas 6000) | AMYL2 (alpha-amylase EPS ver.2), 03183742 122
1798-8 | Amylase [Enzymatic activity/volume] in Serum or Plasma | Roche | c502 (Cobas 8000) | AMYL2 (alpha-amylase EPS ver.2), 03183742 122
1798-8 | Amylase [Enzymatic activity/volume] in Serum or Plasma | Roche | Cobas 6000 | AMYL2 / 03183742
1798-8 | Amylase [Enzymatic activity/volume] in Serum or Plasma | Roche | Cobas 8000 c-502 | AMYL2 / Gen. 2
1798-8 | Amylase [Enzymatic activity/volume] in Serum or Plasma | Roche | Cobas Integra 400 plus | AMYL2 EPS ver 2, 03183742122
1798-8 | Amylase [Enzymatic activity/volume] in Serum or Plasma | Roche | Integra 400 | AMYL2 / 03183742
1799-6 | Amylase [Enzymatic activity/volume] in Urine | Roche | c501 (Cobas 6000) | AMYL2 (alpha-amylase EPS ver.2), 03183742 122
1799-6 | Amylase [Enzymatic activity/volume] in Urine | Roche | c502 (Cobas 8000) | AMYL2 (alpha-amylase EPS ver.2), 03183742 122
1799-6 | Amylase [Enzymatic activity/volume] in Urine | Roche | Cobas 6000 | AMYL2 / 03183742
1799-6 | Amylase [Enzymatic activity/volume] in Urine | Roche | Integra 400 | AMYL2 / 03183742
1800-2 | Amylase [Enzymatic activity/time] in 24 hour Urine | Roche | c501 (Cobas 6000) | AMYL2 (alpha-amylase EPS ver.2), 03183742 122
1800-2 | Amylase [Enzymatic activity/time] in 24 hour Urine | Roche | c502 (Cobas 8000) | AMYL2 (alpha-amylase EPS ver.2), 03183742 122
1825-9 | Alpha 1 antitrypsin [Mass/volume] in Serum or Plasma | Roche | Cobas 6000 | AAT2 / 03005771
1825-9 | Alpha 1 antitrypsin [Mass/volume] in Serum or Plasma | SIEMENS HEALTHCARE DIAGNOSTICS SA | BN ProSpec | N Antiserum to Human alpha 1-Antitrypsin (N AS/AAT)
1834-1 | Alpha-1-Fetoprotein [Mass/volume] in Serum or Plasma | B.R.A.H.M.S. / Thermo Scientific | KRYPTOR | B.R.A.H.M.S. AFP KRYPTOR
1834-1 | Alpha-1-Fetoprotein [Mass/volume] in Serum or Plasma | Roche | e801 (Cobas 8000) | Elecsys AFP, 07026706190
1845-7 | Ammonium ion [Moles/volume] in Plasma | Roche | c501 (Cobas 6000) | NH3L (Ammonia), 20766682
1845-7 | Ammonium ion [Moles/volume] in Plasma | Roche | c502 (Cobas 8000) | NH3L (Ammonia), 20766682
1845-7 | Ammonium ion [Moles/volume] in Plasma | Roche | Cobas 6000 | NH3L / 20766682
1845-7 | Ammonium ion [Moles/volume] in Plasma | Roche | Cobas 8000 c-502 | NH3L
1845-7 | Ammonium ion [Moles/volume] in Plasma | Roche | Integra 400 | NH3L / 20766682
19072-8 | Calcium.ionized [Moles/volume] adjusted to pH 7.4 in Serum or Plasma | Radiometer | ABL 80 | CASSETTE SENSOR 100 TESTS BG/HK/QC (ref 945-676) + CASSETTE SENSOR 25 TESTS BG/LYT/OX QC (ref 945-706) + SOLUTION PACK 100 TESTS (ref 944-174)
19072-8 | Calcium.ionized [Moles/volume] adjusted to pH 7.4 in Serum or Plasma | Radiometer | ABL 800/825/827 | MEMBRANE ELECTRODE DE CA : 4 PIECES , ref 942-060
19072-8 | Calcium.ionized [Moles/volume] adjusted to pH 7.4 in Serum or Plasma | Radiometer | ABL 90 | CASSETTE SENSOR 300 TESTS , ref 946-005
19080-1 | Choriogonadotropin [Units/volume] in Serum or Plasma | Roche | Cobas 8000 e 801 | Elecsys HCG+Beta (HCG-BETA)
19080-1 | Choriogonadotropin [Units/volume] in Serum or Plasma | Roche | Cobas 6000 | HCG+b / 03271749
19080-1 | Choriogonadotropin [Units/volume] in Serum or Plasma | Roche | Cobas e411 | HCG+b / 03271749
19080-1 | Choriogonadotropin [Units/volume] in Serum or Plasma | Roche | e801 (Cobas 8000) | Elecsys HCG+β, 07251025190
19230-2 | Bicarbonate [Moles/volume] standard in Arterial blood | Radiometer | ABL 80 | calculated
19230-2 | Bicarbonate [Moles/volume] standard in Arterial blood | Radiometer | ABL 800/825/827 | calculated
19230-2 | Bicarbonate [Moles/volume] standard in Arterial blood | Radiometer | ABL 90 | calculated
19231-0 | Bicarbonate [Moles/volume] standard in Capillary blood | Radiometer | ABL 80 | calculated
19231-0 | Bicarbonate [Moles/volume] standard in Capillary blood | Radiometer | ABL 800/825/827 | calculated
19231-0 | Bicarbonate [Moles/volume] standard in Capillary blood | Radiometer | ABL 90 | calculated
19232-8 | Bicarbonate [Moles/volume] standard in Venous blood | Radiometer | ABL 80 | calculated
19232-8 | Bicarbonate [Moles/volume] standard in Venous blood | Radiometer | ABL 800/825/827 | calculated
19232-8 | Bicarbonate [Moles/volume] standard in Venous blood | Radiometer | ABL 90 | calculated
19235-1 | Base excess standard in Arterial blood by calculation | Radiometer | ABL 80 | CASSETTE SENSOR 100 TESTS BG/HK/QC (ref 945-676) + CASSETTE SENSOR 25 TESTS BG/LYT/OX QC (ref 945-706) + SOLUTION PACK 100 TESTS (ref 944-174)
19235-1 | Base excess standard in Arterial blood by calculation | Radiometer | ABL 800/825/827
19235-1 | Base excess standard in Arterial blood by calculation | Radiometer | ABL 90 | CASSETTE SENSOR 300 TESTS , ref 946-005
19236-9 | Base excess standard in Capillary blood by calculation | Radiometer | ABL 80 | CASSETTE SENSOR 100 TESTS BG/HK/QC (ref 945-676) + CASSETTE SENSOR 25 TESTS BG/LYT/OX QC (ref 945-706) + SOLUTION PACK 100 TESTS (ref 944-174)
19236-9 | Base excess standard in Capillary blood by calculation | Radiometer | ABL 800/825/827
19236-9 | Base excess standard in Capillary blood by calculation | Radiometer | ABL 90 | CASSETTE SENSOR 300 TESTS , ref 946-005
19237-7 | Base excess standard in Venous blood by calculation | Radiometer | ABL 80 | CASSETTE SENSOR 100 TESTS BG/HK/QC (ref 945-676) + CASSETTE SENSOR 25 TESTS BG/LYT/OX QC (ref 945-706) + SOLUTION PACK 100 TESTS (ref 944-174)
19237-7 | Base excess standard in Venous blood by calculation | Radiometer | ABL 800/825/827
19237-7 | Base excess standard in Venous blood by calculation | Radiometer | ABL 90 | CASSETTE SENSOR 300 TESTS , ref 946-005
1960-4 | Bicarbonate [Moles/volume] in Arterial blood | Radiometer | ABL 80 | calculated
1960-4 | Bicarbonate [Moles/volume] in Arterial blood | Radiometer | ABL 800/825/827 | calculated
1960-4 | Bicarbonate [Moles/volume] in Arterial blood | Radiometer | ABL 90 | calculated
1961-2 | Bicarbonate [Moles/volume] in Capillary blood | Radiometer | ABL 80 | calculated
1961-2 | Bicarbonate [Moles/volume] in Capillary blood | Radiometer | ABL 800/825/827 | calculated
1961-2 | Bicarbonate [Moles/volume] in Capillary blood | Radiometer | ABL 90 | calculated
1962-0 | Bicarbonate [Moles/volume] in Plasma | Roche | Cobas 8000 c-502 | CO2-L
1962-0 | Bicarbonate [Moles/volume] in Plasma | Radiometer |  | calculated
1962-0 | Bicarbonate [Moles/volume] in Plasma | Roche | Cobas 8000 c-702 | CO2-L
1963-8 | Bicarbonate [Moles/volume] in Serum or Plasma | Roche | c501 (Cobas 6000) | calculated
1963-8 | Bicarbonate [Moles/volume] in Serum or Plasma | Roche | c502 (Cobas 8000) | calculated
1963-8 | Bicarbonate [Moles/volume] in Serum or Plasma | Roche | Cobas Integra 400 plus | CO2-L bicarbonate liquide, 03289923190
1988-5 | C reactive protein [Mass/volume] in Serum or Plasma | Roche | Cobas 8000 c-702 | CRPL3 / Gen. 3
1988-5 | C reactive protein [Mass/volume] in Serum or Plasma | Roche | c501 (Cobas 6000) | CRPLX (C-Reactive Protein (Latex), 20764930
1988-5 | C reactive protein [Mass/volume] in Serum or Plasma | Roche | c502 (Cobas 8000) | CRPL3 (C-Reactive Protein Gen.3) , 04956842 190
1988-5 | C reactive protein [Mass/volume] in Serum or Plasma | Roche | Cobas 6000 | CRPL3 / 04956842
1988-5 | C reactive protein [Mass/volume] in Serum or Plasma | Roche | Cobas 8000 c-702 | CRPL3 / Gen. 3
1988-5 | C reactive protein [Mass/volume] in Serum or Plasma | Roche | Cobas Integra 400 plus | CRPLX (latex), 20764930322
1988-5 | C reactive protein [Mass/volume] in Serum or Plasma | Roche | Integra 400 | CRPL3 / 04956842
1995-0 | Calcium.ionized [Moles/volume] in Serum or Plasma | Radiometer | ABL 80 | CASSETTE SENSOR 100 TESTS BG/HK/QC (ref 945-676) + CASSETTE SENSOR 25 TESTS BG/LYT/OX QC (ref 945-706) + SOLUTION PACK 100 TESTS (ref 944-174)
1995-0 | Calcium.ionized [Moles/volume] in Serum or Plasma | Radiometer | ABL 800/825/827 | MEMBRANE ELECTRODE DE CA : 4 PIECES , ref 942-060
1995-0 | Calcium.ionized [Moles/volume] in Serum or Plasma | Radiometer | ABL 90 | CASSETTE SENSOR 300 TESTS , ref 946-005
19994-3 | Oxygen/Inspired gas setting [Volume Fraction] Ventilator | Radiometer | ABL 80 | CASSETTE SENSOR 100 TESTS BG/HK/QC (ref 945-676) + CASSETTE SENSOR 25 TESTS BG/LYT/OX QC (ref 945-706) + SOLUTION PACK 100 TESTS (ref 944-174)
19994-3 | Oxygen/Inspired gas setting [Volume Fraction] Ventilator | Radiometer | ABL 800/825/827
19994-3 | Oxygen/Inspired gas setting [Volume Fraction] Ventilator | Radiometer | ABL 90 | CASSETTE SENSOR 300 TESTS , ref 946-005
2000-8 | Calcium [Moles/volume] in Serum or Plasma | Roche | Cobas 8000 c-702 | CA2 / Gen. 2
2000-8 | Calcium [Moles/volume] in Serum or Plasma | Roche | c501 (Cobas 6000) | CA2 (Calcium Gen.2), 05061482 190
2000-8 | Calcium [Moles/volume] in Serum or Plasma | Roche | c502 (Cobas 8000) | CA2 (Calcium Gen.2), 05061482 190
2000-8 | Calcium [Moles/volume] in Serum or Plasma | Roche | Cobas 6000 | CA2 / 05061482
2000-8 | Calcium [Moles/volume] in Serum or Plasma | Roche | Cobas 8000 c-502 | CA2 / Gen. 2
2000-8 | Calcium [Moles/volume] in Serum or Plasma | Roche | Cobas Integra 400 plus | CA2 Gen.2, 05061482190
2000-8 | Calcium [Moles/volume] in Serum or Plasma | Roche | Integra 400 | CA2 / 05061482
2004-0 | Calcium [Moles/volume] in Urine | Roche | Cobas 8000 c-702 | CA2 / Gen. 2
2004-0 | Calcium [Moles/volume] in Urine | Roche | c502 (Cobas 8000) | CA2 (Calcium Gen.2), 05061482 190
2004-0 | Calcium [Moles/volume] in Urine | Roche | Cobas 6000 | CA2 / 05061482
2004-0 | Calcium [Moles/volume] in Urine | Roche | Cobas 8000 c-502 | CA2 / Gen. 2
2004-0 | Calcium [Moles/volume] in Urine | Roche | Integra 400 | CA2 / 05061482
2019-8 | Carbon dioxide [Partial pressure] in Arterial blood | Radiometer | ABL 80 | CASSETTE SENSOR 100 TESTS BG/HK/QC (ref 945-676) + CASSETTE SENSOR 25 TESTS BG/LYT/OX QC (ref 945-706) + SOLUTION PACK 100 TESTS (ref 944-174)
2019-8 | Carbon dioxide [Partial pressure] in Arterial blood | Radiometer | ABL 800/825/827 | MEMBRANES POUR ELECTRODE PCO2 : 4 PIECES , ref 942-063
2019-8 | Carbon dioxide [Partial pressure] in Arterial blood | Radiometer | ABL 90 | CASSETTE SENSOR 300 TESTS , ref 946-005
2020-6 | Carbon dioxide [Partial pressure] in Capillary blood | Radiometer | ABL 80 | CASSETTE SENSOR 100 TESTS BG/HK/QC (ref 945-676) + CASSETTE SENSOR 25 TESTS BG/LYT/OX QC (ref 945-706) + SOLUTION PACK 100 TESTS (ref 944-174)
2020-6 | Carbon dioxide [Partial pressure] in Capillary blood | Radiometer | ABL 800/825/827 | MEMBRANES POUR ELECTRODE PCO2 : 4 PIECES , ref 942-063
2020-6 | Carbon dioxide [Partial pressure] in Capillary blood | Radiometer | ABL 90 | CASSETTE SENSOR 300 TESTS , ref 946-005
2021-4 | Carbon dioxide [Partial pressure] in Venous blood | Radiometer | ABL 80 | CASSETTE SENSOR 100 TESTS BG/HK/QC (ref 945-676) + CASSETTE SENSOR 25 TESTS BG/LYT/OX QC (ref 945-706) + SOLUTION PACK 100 TESTS (ref 944-174)
2021-4 | Carbon dioxide [Partial pressure] in Venous blood | Radiometer | ABL 800/825/827 | MEMBRANES POUR ELECTRODE PCO2 : 4 PIECES , ref 942-063
2021-4 | Carbon dioxide [Partial pressure] in Venous blood | Radiometer | ABL 90 | CASSETTE SENSOR 300 TESTS , ref 946-005
2026-3 | Carbon dioxide, total [Moles/volume] in Arterial blood | Radiometer | ABL 80 | calculated
2026-3 | Carbon dioxide, total [Moles/volume] in Arterial blood | Radiometer | ABL 800/825/827 | calculated
2026-3 | Carbon dioxide, total [Moles/volume] in Arterial blood | Radiometer | ABL 90 | calculated
2027-1 | Carbon dioxide, total [Moles/volume] in Venous blood | Radiometer | ABL 80 | calculated
2027-1 | Carbon dioxide, total [Moles/volume] in Venous blood | Radiometer | ABL 800/825/827 | calculated
2027-1 | Carbon dioxide, total [Moles/volume] in Venous blood | Radiometer | ABL 90 | calculated
2030-5 | Carboxyhemoglobin/Hemoglobin.total in Arterial blood | Radiometer | ABL 80 | CASSETTE SENSOR 100 TESTS BG/HK/QC (ref 945-676) + CASSETTE SENSOR 25 TESTS BG/LYT/OX QC (ref 945-706) + SOLUTION PACK 100 TESTS (ref 944-174)
2030-5 | Carboxyhemoglobin/Hemoglobin.total in Arterial blood | Radiometer | ABL 800/825/827
2030-5 | Carboxyhemoglobin/Hemoglobin.total in Arterial blood | Radiometer | ABL 90 | CASSETTE SENSOR 300 TESTS , ref 946-005
2031-3 | Carboxyhemoglobin/Hemoglobin.total in Capillary blood | Radiometer | ABL 80 | CASSETTE SENSOR 100 TESTS BG/HK/QC (ref 945-676) + CASSETTE SENSOR 25 TESTS BG/LYT/OX QC (ref 945-706) + SOLUTION PACK 100 TESTS (ref 944-174)
2031-3 | Carboxyhemoglobin/Hemoglobin.total in Capillary blood | Radiometer | ABL 800/825/827
2031-3 | Carboxyhemoglobin/Hemoglobin.total in Capillary blood | Radiometer | ABL 90 | CASSETTE SENSOR 300 TESTS , ref 946-005
2032-1 | Carboxyhemoglobin/Hemoglobin.total in Venous blood | Radiometer | ABL 80 | CASSETTE SENSOR 100 TESTS BG/HK/QC (ref 945-676) + CASSETTE SENSOR 25 TESTS BG/LYT/OX QC (ref 945-706) + SOLUTION PACK 100 TESTS (ref 944-174)
2032-1 | Carboxyhemoglobin/Hemoglobin.total in Venous blood | Radiometer | ABL 800/825/827
2032-1 | Carboxyhemoglobin/Hemoglobin.total in Venous blood | Radiometer | ABL 90 | CASSETTE SENSOR 300 TESTS , ref 946-005
20433-9 | Follitropin [Units/volume] in Serum or Plasma by 2nd IRP | Roche | Cobas 8000 e 801 | Elecsys FSH (FSH)
20433-9 | Follitropin [Units/volume] in Serum or Plasma by 2nd IRP | Roche | Cobas 6000 | FSH / 11775863
20433-9 | Follitropin [Units/volume] in Serum or Plasma by 2nd IRP | Roche | e801 (Cobas 8000) | Elecsys FSH, 07027346190
20448-7 | Insulin [Units/volume] in Serum or Plasma | Roche | Cobas 8000 e 801 | Elecsys Insulin (INSULIN)
20448-7 | Insulin [Units/volume] in Serum or Plasma | Roche | Cobas 8000 e 801 | Elecsys Insulin
20448-7 | Insulin [Units/volume] in Serum or Plasma | Roche | e801 (Cobas 8000) | Elecsys Insulin, 07027559190
20455-2 | Leukocytes [Presence] in Urine sediment by Light microscopy | Leica | phasenkontrastmikroskopie mit Polarisation
20455-2 | Leukocytes [Presence] in Urine sediment by Light microscopy | Roche | u411 | Combur 10 Test M ; Ref 11379208191
2069-3 | Chloride [Moles/volume] in Blood | Radiometer | ABL 80 | CASSETTE SENSOR 100 TESTS BG/HK/QC (ref 945-676) + CASSETTE SENSOR 25 TESTS BG/LYT/OX QC (ref 945-706) + SOLUTION PACK 100 TESTS (ref 944-174)
2069-3 | Chloride [Moles/volume] in Blood | Radiometer | ABL 800/825/827 | MEMBRANE ELECTRODE DE CL : 4 PIECES , ref 942-061
2069-3 | Chloride [Moles/volume] in Blood | Radiometer | ABL 90 | CASSETTE SENSOR 300 TESTS , ref 946-005
2070-1 | Chloride [Moles/volume] in Cerebral spinal fluid | Roche | Cobas 8000 ISE | Cl
2070-1 | Chloride [Moles/volume] in Cerebral spinal fluid | Roche | ISE | ISE indirect Na-K-Cl for Gen.2
2072-7 | Chloride [Moles/volume] in Body fluid | Roche | Cobas 8000 ISE | Cl
2072-7 | Chloride [Moles/volume] in Body fluid | Roche | ISE | ISE indirect Na-K-Cl for Gen.2
2075-0 | Chloride [Moles/volume] in Serum or Plasma | Roche | Cobas 8000 ISE | Cl
2075-0 | Chloride [Moles/volume] in Serum or Plasma | Roche | Cobas 6000 | ISE indirect Gen 2 / 03246353
2075-0 | Chloride [Moles/volume] in Serum or Plasma | Roche | Integra 400 | ISE indirect Gen 2 / 03246353
2075-0 | Chloride [Moles/volume] in Serum or Plasma | Roche | ISE | ISE indirect Na-K-Cl for Gen.2
2075-0 | Chloride [Moles/volume] in Serum or Plasma | Roche | ISE
2078-4 | Chloride [Moles/volume] in Urine | Roche | Cobas 8000 ISE | Cl
2078-4 | Chloride [Moles/volume] in Urine | Roche | Cobas 6000 | ISE indirect Gen 2 / 03246353
2078-4 | Chloride [Moles/volume] in Urine | Roche | Integra 400 | ISE indirect Gen 2 / 03246353
2078-4 | Chloride [Moles/volume] in Urine | Roche | ISE | ISE indirect Na-K-Cl for Gen.2
2079-2 | Chloride [Moles/time] in 24 hour Urine | Roche | Cobas 8000 ISE | Cl
2079-2 | Chloride [Moles/time] in 24 hour Urine | Roche | ISE | ISE indirect Na-K-Cl for Gen.2
2157-6 | Creatine kinase [Enzymatic activity/volume] in Serum or Plasma | Roche | c501 (Cobas 6000) | CK (Creatine Kinase), 07190794 190
2157-6 | Creatine kinase [Enzymatic activity/volume] in Serum or Plasma | Roche | c502 (Cobas 8000) | CK (Creatine Kinase), 07190794 190
2157-6 | Creatine kinase [Enzymatic activity/volume] in Serum or Plasma | Roche | Cobas 6000 | CK / 07190794
2157-6 | Creatine kinase [Enzymatic activity/volume] in Serum or Plasma | Roche | Cobas 8000 c-502 | CK
2157-6 | Creatine kinase [Enzymatic activity/volume] in Serum or Plasma | Roche | Cobas 8000 c-702 | CK
2157-6 | Creatine kinase [Enzymatic activity/volume] in Serum or Plasma | Roche | Cobas 8000 c-702 | CK
2157-6 | Creatine kinase [Enzymatic activity/volume] in Serum or Plasma | Roche | Cobas Integra 400 plus | CK, 07190794190
2157-6 | Creatine kinase [Enzymatic activity/volume] in Serum or Plasma | Roche | Integra 400 | CK / 07190794
2243-4 | Estradiol (E2) [Mass/volume] in Serum or Plasma | Roche | Cobas 8000 e 801 | Elecsys Estradiol III (E2 3) / Gen. 3
2243-4 | Estradiol (E2) [Mass/volume] in Serum or Plasma | Roche | Cobas 6000 | Estradiol III / 06656021
22664-7 | Urea [Moles/volume] in Serum or Plasma | Roche | Cobas 8000 c-702 | UREAL
22664-7 | Urea [Moles/volume] in Serum or Plasma | Roche | c501 (Cobas 6000) | UREAL (Urea/BUN), 04460715 190
22664-7 | Urea [Moles/volume] in Serum or Plasma | Roche | c502 (Cobas 8000) | UREAL (Urea/BUN), 04460715 190
22664-7 | Urea [Moles/volume] in Serum or Plasma | Roche | Cobas 6000 | UREAL / 04460715
22664-7 | Urea [Moles/volume] in Serum or Plasma | Roche | Cobas Integra 400 plus | UREAL, 04460715190
22664-7 | Urea [Moles/volume] in Serum or Plasma | Roche | Integra 400 | UREAL / 04460715
22700-9 | Urea [Moles/volume] in Urine | Roche | Cobas 8000 c-702 | UREAL
22700-9 | Urea [Moles/volume] in Urine | Roche | c501 (Cobas 6000) | UREAL (Urea/BUN), 04460715 190
22700-9 | Urea [Moles/volume] in Urine | Roche | c502 (Cobas 8000) | UREAL (Urea/BUN), 04460715 190
22700-9 | Urea [Moles/volume] in Urine | Roche | Cobas 6000 | UREAL / 04460715
22700-9 | Urea [Moles/volume] in Urine | Roche | Integra 400 | UREAL / 04460715
22748-8 | Cholesterol in LDL [Moles/volume] in Serum or Plasma | Roche | c501 (Cobas 6000) | LDLC3 (LDL-Cholesterol Gen.3), 07005717 190
22748-8 | Cholesterol in LDL [Moles/volume] in Serum or Plasma | Roche | c502 (Cobas 8000) | LDLC3 (LDL-Cholesterol Gen.3), 07005717 190
22748-8 | Cholesterol in LDL [Moles/volume] in Serum or Plasma | Roche | Cobas 6000 | LDLC3 / 07005717
22748-8 | Cholesterol in LDL [Moles/volume] in Serum or Plasma | Roche | Cobas Integra 400 plus | LDLC3 Gen.3 , 07005717190
22748-8 | Cholesterol in LDL [Moles/volume] in Serum or Plasma | Roche | Integra 400 | LDLC3 / 07005717
2276-4 | Ferritin [Mass/volume] in Serum or Plasma | Roche | Cobas 6000 | Ferritin / 04491785
2276-4 | Ferritin [Mass/volume] in Serum or Plasma | Roche | Cobas 8000 c-502 | FERR4 / Gen. 4
2276-4 | Ferritin [Mass/volume] in Serum or Plasma | Roche | Cobas 8000 c-702 | FERR4 / Gen. 4
2276-4 | Ferritin [Mass/volume] in Serum or Plasma | Roche | Cobas 8000 e 801 | Elecsys Ferritin
2276-4 | Ferritin [Mass/volume] in Serum or Plasma | Roche | Cobas e411 | Ferritin / 04491785
2276-4 | Ferritin [Mass/volume] in Serum or Plasma | Roche | e411 (Cobas 4000) | Ferritin, 03737551 190
2276-4 | Ferritin [Mass/volume] in Serum or Plasma | Roche | e601 (Cobas 6000) | Ferritin, 03737551 190
2276-4 | Ferritin [Mass/volume] in Serum or Plasma | Roche | e801 (Cobas 8000) | Elecsys Ferritin, 07027273190
2276-4 | Ferritin [Mass/volume] in Serum or Plasma | Roche | Integra 400 | Ferritin / 04491785
2324-2 | Gamma glutamyl transferase [Enzymatic activity/volume] in Serum or Plasma | Roche | Cobas 8000 c-702 | GGT-2 / Gen. 2
2324-2 | Gamma glutamyl transferase [Enzymatic activity/volume] in Serum or Plasma | Roche | c501 (Cobas 6000) | GGT-2 (y-Glutamyltransférase ver.2 Standardisation IFCC /Szasz), 03002721 122
2324-2 | Gamma glutamyl transferase [Enzymatic activity/volume] in Serum or Plasma | Roche | c502 (Cobas 8000) | GGT-2 (y-Glutamyltransférase ver.2 Standardisation IFCC /Szasz), 03002721 122
2324-2 | Gamma glutamyl transferase [Enzymatic activity/volume] in Serum or Plasma | Roche | Cobas 6000 | GGT2 / 03002721
2324-2 | Gamma glutamyl transferase [Enzymatic activity/volume] in Serum or Plasma | Roche | Cobas 8000 c-702 | GGT-2 / Ver. 2
2324-2 | Gamma glutamyl transferase [Enzymatic activity/volume] in Serum or Plasma | Roche | Cobas Integra 400 plus | GGT-2 version 2 Standardisation IFCC, 03002721122
2324-2 | Gamma glutamyl transferase [Enzymatic activity/volume] in Serum or Plasma | Roche | Integra 400 | GGT2 / 03002721
2351-5 | Glucose [Mass/time] in 24 hour Urine | Roche | c501 (Cobas 6000) | GLUC3 (Glucose HK), 04404483 190
2351-5 | Glucose [Mass/time] in 24 hour Urine | Roche | c502 (Cobas 8000) | GLUC3 (Glucose HK), 04404483 190
25145-4 | Bacteria [Presence] in Urine sediment by Light microscopy | Leica | phasenkontrastmikroskopie mit Polarisation
25145-4 | Bacteria [Presence] in Urine sediment by Light microscopy | Zeiss | 3607196
25160-3 | Granular casts [Presence] in Urine sediment by Light microscopy | Leica | phasenkontrastmikroskopie mit Polarisation
25160-3 | Granular casts [Presence] in Urine sediment by Light microscopy | Zeiss | 3607196
25160-3 | Granular casts [Presence] in Urine sediment by Light microscopy |  | microscope contraste phase
25162-9 | Hyaline casts [Presence] in Urine sediment by Light microscopy | Leica | phasenkontrastmikroskopie mit Polarisation
25162-9 | Hyaline casts [Presence] in Urine sediment by Light microscopy | Zeiss | 3607196
25162-9 | Hyaline casts [Presence] in Urine sediment by Light microscopy |  | microscope contraste phase
2520-5 | Lactate [Moles/volume] in Cerebral spinal fluid | Roche | Cobas 8000 c-502 | LACT2 / Gen. 2
2520-5 | Lactate [Moles/volume] in Cerebral spinal fluid | Radiometer | ABL 825 FLEX | Lactat-Electrode
2520-5 | Lactate [Moles/volume] in Cerebral spinal fluid | Roche | c502 (Cobas 8000) | LACT2 (Lactate Gen.2), 03183700 190
2520-5 | Lactate [Moles/volume] in Cerebral spinal fluid | Roche | Cobas 6000 | LACT2 / 03183700
2520-5 | Lactate [Moles/volume] in Cerebral spinal fluid | Roche | Integra 400 | LACT2 / 03183700
2524-7 | Lactate [Moles/volume] in Serum or Plasma | Roche | Cobas 8000 c-502 | LACT2 / Gen. 2
2524-7 | Lactate [Moles/volume] in Serum or Plasma | Roche | c501 (Cobas 6000) | LACT2 (Lactate Gen.2), 03183700 190
2524-7 | Lactate [Moles/volume] in Serum or Plasma | Roche | c502 (Cobas 8000) | LACT2 (Lactate Gen.2), 03183700 190
2524-7 | Lactate [Moles/volume] in Serum or Plasma | Roche | Cobas 6000 | LACT2 / 03183700
2524-7 | Lactate [Moles/volume] in Serum or Plasma | Roche | Cobas Integra 400 plus | LACT2 Gen.2 , 03183700190
2524-7 | Lactate [Moles/volume] in Serum or Plasma | Roche | Integra 400 | LACT2 / 03183700
25373-2 | Choriogonadotropin.beta subunit free [Mass/volume] in Serum or Plasma | B.R.A.H.M.S. / Thermo Scientific | KRYPTOR | B.R.A.H.M.S. FREE BhCG KRYPTOR
25373-2 | Choriogonadotropin.beta subunit free [Mass/volume] in Serum or Plasma | Roche | Cobas 6000 | HCG+b / 03271749
25386-4 | Creatinine [Moles/volume] in Body fluid | Roche | Cobas 8000 c-702 | CREJ2 / Gen.2
25386-4 | Creatinine [Moles/volume] in Body fluid | Roche | c501 (Cobas 6000) | CREJ2 (Creatinine Jaffé Gen.2), 04810716 190
25386-4 | Creatinine [Moles/volume] in Body fluid | Roche | c502 (Cobas 8000) | CREJ2 (Creatinine Jaffé Gen.2), 04810716 190
25386-4 | Creatinine [Moles/volume] in Body fluid | Roche | Cobas 6000 | CREJ2 / 04810716
25386-4 | Creatinine [Moles/volume] in Body fluid | Roche | Cobas 8000 c-702 | CREP2 / Gen.2 (enzymat.)
25386-4 | Creatinine [Moles/volume] in Body fluid | Roche | Integra 400 | CREJ2 / 04810716
25521-6 | Selenium [Moles/volume] in Serum or Plasma | In-house method | Atomabsorptionsspektrometer AAnalyst 600
25521-6 | Selenium [Moles/volume] in Serum or Plasma | In-house method | ICP/MS
25548-9 | Urate [Moles/volume] in Body fluid | Roche | Cobas 6000 | UA2 / 03183807
25548-9 | Urate [Moles/volume] in Body fluid | Roche | Cobas 8000 c-702 | UA2 / Gen. 2
25548-9 | Urate [Moles/volume] in Body fluid | Roche | Integra 400 | UA2 / 03183807
25549-7 | Urea [Moles/volume] in Body fluid | Roche | Cobas 8000 c-702 | UREAL
25549-7 | Urea [Moles/volume] in Body fluid | Roche | c502 (Cobas 8000) | UREAL (Urea/BUN), 04460715 190
25549-7 | Urea [Moles/volume] in Body fluid | Roche | Cobas 6000 | UREAL / 04460715
25549-7 | Urea [Moles/volume] in Body fluid | Roche | Integra 400 | UREAL / 04460715
25550-5 | Urea [Moles/time] in 24 hour Urine | Roche | Cobas 8000 c-702 | UREAL
25550-5 | Urea [Moles/time] in 24 hour Urine | Roche | c502 (Cobas 8000) | UREAL (Urea/BUN), 04460715 190
2598-1 | Magnesium [Moles/volume] in Urine | Roche | Cobas 8000 c-702 | MG-2 / Gen. 2
2598-1 | Magnesium [Moles/volume] in Urine | Roche | c502 (Cobas 8000) | MG2 (Magnesium Gen.2), 06481647 190
2598-1 | Magnesium [Moles/volume] in Urine | Roche | Cobas 6000 | MG2 / 06481647
2598-1 | Magnesium [Moles/volume] in Urine | Roche | Cobas 8000 c-702 | MG2 / Gen. 2
2598-1 | Magnesium [Moles/volume] in Urine | Roche | Integra 400 | MG2 / 06481647
2599-9 | Magnesium [Moles/time] in 24 hour Urine | Roche | Cobas 8000 c-702 | MG-2 / Gen. 2
2599-9 | Magnesium [Moles/time] in 24 hour Urine | Roche | c502 (Cobas 8000) | MG2 (Magnesium Gen.2), 06481647 190
2601-3 | Magnesium [Moles/volume] in Serum or Plasma | Roche | Cobas 8000 c-702 | MG-2 / Gen. 2
2601-3 | Magnesium [Moles/volume] in Serum or Plasma | Roche | c501 (Cobas 6000) | MG2 (Magnesium Gen.2), 06481647 190
2601-3 | Magnesium [Moles/volume] in Serum or Plasma | Roche | c502 (Cobas 8000) | MG2 (Magnesium Gen.2), 06481647 190
2601-3 | Magnesium [Moles/volume] in Serum or Plasma | Roche | Cobas 6000 | MG2 / 06481647
2601-3 | Magnesium [Moles/volume] in Serum or Plasma | Roche | Cobas 8000 c-702 | MG2 / Gen. 2
2601-3 | Magnesium [Moles/volume] in Serum or Plasma | Roche | Cobas Integra 400 plus | MG, 20737593322
2601-3 | Magnesium [Moles/volume] in Serum or Plasma | Roche | Integra 400 | MG2 / 06481647
2615-3 | Methemoglobin/Hemoglobin.total in Arterial blood | Radiometer | ABL 80 | CASSETTE SENSOR 100 TESTS BG/HK/QC (ref 945-676) + CASSETTE SENSOR 25 TESTS BG/LYT/OX QC (ref 945-706) + SOLUTION PACK 100 TESTS (ref 944-174)
2615-3 | Methemoglobin/Hemoglobin.total in Arterial blood | Radiometer | ABL 800/825/827
2615-3 | Methemoglobin/Hemoglobin.total in Arterial blood | Radiometer | ABL 90 | CASSETTE SENSOR 300 TESTS , ref 946-005
2616-1 | Methemoglobin/Hemoglobin.total in Capillary blood | Radiometer | ABL 80 | CASSETTE SENSOR 100 TESTS BG/HK/QC (ref 945-676) + CASSETTE SENSOR 25 TESTS BG/LYT/OX QC (ref 945-706) + SOLUTION PACK 100 TESTS (ref 944-174)
2616-1 | Methemoglobin/Hemoglobin.total in Capillary blood | Radiometer | ABL 800/825/827
2616-1 | Methemoglobin/Hemoglobin.total in Capillary blood | Radiometer | ABL 90 | CASSETTE SENSOR 300 TESTS , ref 946-005
2617-9 | Methemoglobin/Hemoglobin.total in Venous blood | Radiometer | ABL 80 | CASSETTE SENSOR 100 TESTS BG/HK/QC (ref 945-676) + CASSETTE SENSOR 25 TESTS BG/LYT/OX QC (ref 945-706) + SOLUTION PACK 100 TESTS (ref 944-174)
2617-9 | Methemoglobin/Hemoglobin.total in Venous blood | Radiometer | ABL 800/825/827
2617-9 | Methemoglobin/Hemoglobin.total in Venous blood | Radiometer | ABL 90 | CASSETTE SENSOR 300 TESTS , ref 946-005
2692-2 | Osmolality of Serum or Plasma | Arkray | Osmo Station OM-6060
2692-2 | Osmolality of Serum or Plasma | Fisk | Micro Osmometer 210
2695-5 | Osmolality of Urine | Arkray | Osmo Station OM-6060
2695-5 | Osmolality of Urine | Fisk | Micro Osmometer 210
2703-7 | Oxygen [Partial pressure] in Arterial blood | Radiometer | ABL 80 | CASSETTE SENSOR 100 TESTS BG/HK/QC (ref 945-676) + CASSETTE SENSOR 25 TESTS BG/LYT/OX QC (ref 945-706) + SOLUTION PACK 100 TESTS (ref 944-174)
2703-7 | Oxygen [Partial pressure] in Arterial blood | Radiometer | ABL 800/825/827 | MEMBRANES POUR ELECTRODE PO2 : 4 PIECES , ref 942-064
2703-7 | Oxygen [Partial pressure] in Arterial blood | Radiometer | ABL 90 | CASSETTE SENSOR 300 TESTS , ref 946-005
2704-5 | Oxygen [Partial pressure] in Capillary blood | Radiometer | ABL 80 | CASSETTE SENSOR 100 TESTS BG/HK/QC (ref 945-676) + CASSETTE SENSOR 25 TESTS BG/LYT/OX QC (ref 945-706) + SOLUTION PACK 100 TESTS (ref 944-174)
2704-5 | Oxygen [Partial pressure] in Capillary blood | Radiometer | ABL 800/825/827 | MEMBRANES POUR ELECTRODE PO2 : 4 PIECES , ref 942-064
2704-5 | Oxygen [Partial pressure] in Capillary blood | Radiometer | ABL 90 | CASSETTE SENSOR 300 TESTS , ref 946-005
2705-2 | Oxygen [Partial pressure] in Venous blood | Radiometer | ABL 80 | CASSETTE SENSOR 100 TESTS BG/HK/QC (ref 945-676) + CASSETTE SENSOR 25 TESTS BG/LYT/OX QC (ref 945-706) + SOLUTION PACK 100 TESTS (ref 944-174)
2705-2 | Oxygen [Partial pressure] in Venous blood | Radiometer | ABL 800/825/827 | MEMBRANES POUR ELECTRODE PO2 : 4 PIECES , ref 942-064
2705-2 | Oxygen [Partial pressure] in Venous blood | Radiometer | ABL 90 | CASSETTE SENSOR 300 TESTS , ref 946-005
2714-4 | Fractional oxyhemoglobin in Arterial blood | Radiometer | ABL 80 | CASSETTE SENSOR 100 TESTS BG/HK/QC (ref 945-676) + CASSETTE SENSOR 25 TESTS BG/LYT/OX QC (ref 945-706) + SOLUTION PACK 100 TESTS (ref 944-174)
2714-4 | Fractional oxyhemoglobin in Arterial blood | Radiometer | ABL 800/825/827
2714-4 | Fractional oxyhemoglobin in Arterial blood | Radiometer | ABL 90 | CASSETTE SENSOR 300 TESTS , ref 946-005
2715-1 | Fractional oxyhemoglobin in Capillary blood | Radiometer | ABL 80 | CASSETTE SENSOR 100 TESTS BG/HK/QC (ref 945-676) + CASSETTE SENSOR 25 TESTS BG/LYT/OX QC (ref 945-706) + SOLUTION PACK 100 TESTS (ref 944-174)
2715-1 | Fractional oxyhemoglobin in Capillary blood | Radiometer | ABL 800/825/827
2715-1 | Fractional oxyhemoglobin in Capillary blood | Radiometer | ABL 90 | CASSETTE SENSOR 300 TESTS , ref 946-005
2716-9 | Fractional oxyhemoglobin in Venous blood | Radiometer | ABL 80 | CASSETTE SENSOR 100 TESTS BG/HK/QC (ref 945-676) + CASSETTE SENSOR 25 TESTS BG/LYT/OX QC (ref 945-706) + SOLUTION PACK 100 TESTS (ref 944-174)
2716-9 | Fractional oxyhemoglobin in Venous blood | Radiometer | ABL 800/825/827
2716-9 | Fractional oxyhemoglobin in Venous blood | Radiometer | ABL 90 | CASSETTE SENSOR 300 TESTS , ref 946-005
2744-1 | pH of Arterial blood | Radiometer | ABL 80 | CASSETTE SENSOR 100 TESTS BG/HK/QC (ref 945-676) + CASSETTE SENSOR 25 TESTS BG/LYT/OX QC (ref 945-706) + SOLUTION PACK 100 TESTS (ref 944-174)
2744-1 | pH of Arterial blood | Radiometer | ABL 800/825/827
2744-1 | pH of Arterial blood | Radiometer | ABL 90 | CASSETTE SENSOR 300 TESTS , ref 946-005
2745-8 | pH of Capillary blood | Radiometer | ABL 80 | CASSETTE SENSOR 100 TESTS BG/HK/QC (ref 945-676) + CASSETTE SENSOR 25 TESTS BG/LYT/OX QC (ref 945-706) + SOLUTION PACK 100 TESTS (ref 944-174)
2745-8 | pH of Capillary blood | Radiometer | ABL 800/825/827
2745-8 | pH of Capillary blood | Radiometer | ABL 90 | CASSETTE SENSOR 300 TESTS , ref 946-005
2746-6 | pH of Venous blood | Radiometer | ABL 80 | CASSETTE SENSOR 100 TESTS BG/HK/QC (ref 945-676) + CASSETTE SENSOR 25 TESTS BG/LYT/OX QC (ref 945-706) + SOLUTION PACK 100 TESTS (ref 944-174)
2746-6 | pH of Venous blood | Radiometer | ABL 800/825/827
2746-6 | pH of Venous blood | Radiometer | ABL 90 | CASSETTE SENSOR 300 TESTS , ref 946-005
2750-8 | pH of Pleural fluid | Radiometer | ABL 80 | CASSETTE SENSOR 100 TESTS BG/HK/QC (ref 945-676) + CASSETTE SENSOR 25 TESTS BG/LYT/OX QC (ref 945-706) + SOLUTION PACK 100 TESTS (ref 944-174)
2750-8 | pH of Pleural fluid | Radiometer | ABL 800/825/827
2750-8 | pH of Pleural fluid | Radiometer | ABL 90 | CASSETTE SENSOR 300 TESTS , ref 946-005
2751-6 | pH of Peritoneal fluid | Radiometer | ABL 80 | CASSETTE SENSOR 100 TESTS BG/HK/QC (ref 945-676) + CASSETTE SENSOR 25 TESTS BG/LYT/OX QC (ref 945-706) + SOLUTION PACK 100 TESTS (ref 944-174)
2751-6 | pH of Peritoneal fluid | Radiometer | ABL 800/825/827
2751-6 | pH of Peritoneal fluid | Radiometer | ABL 90 | CASSETTE SENSOR 300 TESTS , ref 946-005
2819-1 | Potassium [Moles/volume] in Cerebral spinal fluid | Roche | Cobas 8000 ISE | K
2819-1 | Potassium [Moles/volume] in Cerebral spinal fluid | Roche | ISE | ISE indirect Na-K-Cl for Gen.2
2821-7 | Potassium [Moles/volume] in Body fluid | Roche | Cobas 8000 ISE | K
2821-7 | Potassium [Moles/volume] in Body fluid | Roche | ISE | ISE indirect Na-K-Cl for Gen.2
2823-3 | Potassium [Moles/volume] in Serum or Plasma | Roche | Cobas 8000 ISE | K
2823-3 | Potassium [Moles/volume] in Serum or Plasma | Roche | Cobas 6000 | ISE indirect Gen 2 / 10825441
2823-3 | Potassium [Moles/volume] in Serum or Plasma | Roche | Integra 400 | ISE indirect Gen 2 / 10825441
2823-3 | Potassium [Moles/volume] in Serum or Plasma | Roche | ISE | ISE indirect Na-K-Cl for Gen.2
2828-2 | Potassium [Moles/volume] in Urine | Roche | Cobas 8000 ISE | K
2828-2 | Potassium [Moles/volume] in Urine | Roche | Cobas 6000 | ISE indirect Gen 2 / 10825441
2828-2 | Potassium [Moles/volume] in Urine | Roche | Integra 400 | ISE indirect Gen 2 / 10825441
2828-2 | Potassium [Moles/volume] in Urine | Roche | ISE | ISE indirect Na-K-Cl for Gen.2
2829-0 | Potassium [Moles/time] in 24 hour Urine | Roche | Cobas 8000 ISE | K
2829-0 | Potassium [Moles/time] in 24 hour Urine | Roche | ISE | ISE indirect Na-K-Cl for Gen.2
2839-9 | Progesterone [Mass/volume] in Serum or Plasma | Roche | Cobas 8000 e 801 | Elecsys Progesterone III (PROG 3) / Gen. 3
2839-9 | Progesterone [Mass/volume] in Serum or Plasma | Roche | Cobas 6000 | Progesterone III / 07092539
2880-3 | Protein [Mass/volume] in Cerebral spinal fluid | Roche | Cobas 8000 c-502 | Randox Kit : rouge pyrrogalol
2880-3 | Protein [Mass/volume] in Cerebral spinal fluid | Roche | c501 (Cobas 6000) | TPUC3 (Total Protein Urine/CSF Gen.3), 03333825 190
2880-3 | Protein [Mass/volume] in Cerebral spinal fluid | Roche | c502 (Cobas 8000) | TPUC3 (Total Protein Urine/CSF Gen.3), 03333825 190
2880-3 | Protein [Mass/volume] in Cerebral spinal fluid | Roche | Cobas 6000 | TPUC3 / 03333825
2880-3 | Protein [Mass/volume] in Cerebral spinal fluid | Roche | Cobas 8000 c-502 | TPUC3
2880-3 | Protein [Mass/volume] in Cerebral spinal fluid | Roche | Integra 400 | TPUC3 / 03333825
2881-1 | Protein [Mass/volume] in Body fluid | Roche | Cobas 8000 c-502 | TP2 / Gen. 2
2881-1 | Protein [Mass/volume] in Body fluid | Roche | c502 (Cobas 8000) | TPUC3 (Total Protein Urine/CSF Gen.3), 03333825 190
2881-1 | Protein [Mass/volume] in Body fluid | Roche | Cobas 6000 | TP2 / 03183734
2881-1 | Protein [Mass/volume] in Body fluid | Roche | Cobas 8000 c-702 | TP2 / Gen. 2
2881-1 | Protein [Mass/volume] in Body fluid | Roche | Integra 400 | TP2 / 03183734
2882-9 | Protein [Mass/volume] in Pleural fluid | Roche | c502 (Cobas 8000) | TPUC3 (Total Protein Urine/CSF Gen.3), 03333825 190
2882-9 | Protein [Mass/volume] in Pleural fluid | Roche | Cobas 8000 c-502 | TP2 / Gen. 2
2882-9 | Protein [Mass/volume] in Pleural fluid | Roche | Cobas 8000 c-702 | TP2 / Gen. 2
2883-7 | Protein [Mass/volume] in Peritoneal fluid | Roche | c502 (Cobas 8000) | TPUC3 (Total Protein Urine/CSF Gen.3), 03333825 190
2883-7 | Protein [Mass/volume] in Peritoneal fluid | Roche | Cobas 8000 c-502 | TP2 / Gen. 2
2883-7 | Protein [Mass/volume] in Peritoneal fluid | Roche | Cobas 8000 c-702 | TP2 / Gen. 2
2885-2 | Protein [Mass/volume] in Serum or Plasma | Roche | Cobas 8000 c-502 | TP2 / Gen. 2
2885-2 | Protein [Mass/volume] in Serum or Plasma | Roche | c501 (Cobas 6000) | TP2 (Total protein Gen.2), 03183734 190
2885-2 | Protein [Mass/volume] in Serum or Plasma | Roche | c502 (Cobas 8000) | TP2 (Total protein Gen.2), 03183734 190
2885-2 | Protein [Mass/volume] in Serum or Plasma | Roche | Cobas 6000 | TP2 / 03183734
2885-2 | Protein [Mass/volume] in Serum or Plasma | Roche | Cobas 8000 c-702 | TP2 / Gen. 2
2885-2 | Protein [Mass/volume] in Serum or Plasma | Roche | Cobas Integra 400 plus | TP2 Gen.2 , 03183734190
2885-2 | Protein [Mass/volume] in Serum or Plasma | Roche | Integra 400 | TP2 / 03183734
2888-6 | Protein [Mass/volume] in Urine | Roche | Cobas 8000 c-502 | Randox Kit : rouge pyrrogalol
2888-6 | Protein [Mass/volume] in Urine | Roche | c502 (Cobas 8000) | TPUC3 (Total Protein Urine/CSF Gen.3), 03333825 190
2888-6 | Protein [Mass/volume] in Urine | Roche | Cobas 6000 | TPUC3 / 03333825
2888-6 | Protein [Mass/volume] in Urine | Roche | Cobas 8000 c-502 | TPUC3
2888-6 | Protein [Mass/volume] in Urine | Roche | Cobas Integra 400 plus | TPUC3 Gen.3 , 03333825
2888-6 | Protein [Mass/volume] in Urine | Roche | Integra 400 | TPUC3 / 03333825
2889-4 | Protein [Mass/time] in 24 hour Urine | Roche | Cobas 8000 c-502 | Randox Kit : rouge pyrrogalol
2889-4 | Protein [Mass/time] in 24 hour Urine | Roche | c502 (Cobas 8000) | TPUC3 (Total Protein Urine/CSF Gen.3), 03333825 190
2947-0 | Sodium [Moles/volume] in Blood | Radiometer | ABL 80 | CASSETTE SENSOR 100 TESTS BG/HK/QC (ref 945-676) + CASSETTE SENSOR 25 TESTS BG/LYT/OX QC (ref 945-706) + SOLUTION PACK 100 TESTS (ref 944-174)
2947-0 | Sodium [Moles/volume] in Blood | Radiometer | ABL 800/825/827 | MEMBRANE ELECTRODE DE NA : 4 PIECES , ref 942-062
2947-0 | Sodium [Moles/volume] in Blood | Radiometer | ABL 90 | CASSETTE SENSOR 300 TESTS , ref 946-005
2948-8 | Sodium [Moles/volume] in Cerebral spinal fluid | Roche | Cobas 8000 ISE | Na
2948-8 | Sodium [Moles/volume] in Cerebral spinal fluid | Roche | Cobas 8000 ISE
2948-8 | Sodium [Moles/volume] in Cerebral spinal fluid | Roche | ISE | ISE indirect Na-K-Cl for Gen.2
2950-4 | Sodium [Moles/volume] in Body fluid | Roche | Cobas 6000 | ISE indirect Gen 2 / 10825468
2950-4 | Sodium [Moles/volume] in Body fluid | Roche | Cobas 8000 ISE | Na
2950-4 | Sodium [Moles/volume] in Body fluid | Roche | Cobas 8000 ISE
2950-4 | Sodium [Moles/volume] in Body fluid | Roche | Integra 400 | ISE indirect Gen 2 / 10825468
2950-4 | Sodium [Moles/volume] in Body fluid | Roche | ISE | ISE indirect Na-K-Cl for Gen.2
2951-2 | Sodium [Moles/volume] in Serum or Plasma | Roche | Cobas 8000 ISE | Na
2951-2 | Sodium [Moles/volume] in Serum or Plasma | Roche | Cobas 6000 | ISE indirect Gen 2 / 10825468
2951-2 | Sodium [Moles/volume] in Serum or Plasma | Roche | Cobas 8000 ISE
2951-2 | Sodium [Moles/volume] in Serum or Plasma | Roche | Cobas Integra 400 plus | ISE direct (Na, K, Cl, Li)
2951-2 | Sodium [Moles/volume] in Serum or Plasma | Roche | Integra 400 | ISE indirect Gen 2 / 10825468
2951-2 | Sodium [Moles/volume] in Serum or Plasma | Roche | ISE | ISE indirect Na-K-Cl for Gen.2
2955-3 | Sodium [Moles/volume] in Urine | Roche | Cobas 8000 ISE | Na
2955-3 | Sodium [Moles/volume] in Urine | Roche | Cobas 6000 | ISE indirect Gen 2 / 10825468
2955-3 | Sodium [Moles/volume] in Urine | Roche | Cobas 8000 ISE
2955-3 | Sodium [Moles/volume] in Urine | Roche | Integra 400 | ISE indirect Gen 2 / 10825468
2955-3 | Sodium [Moles/volume] in Urine | Roche | ISE | ISE indirect Na-K-Cl for Gen.2
2956-1 | Sodium [Moles/time] in 24 hour Urine | Roche | Cobas 8000 ISE | Na
2956-1 | Sodium [Moles/time] in 24 hour Urine | Roche | Cobas 8000 ISE
2956-1 | Sodium [Moles/time] in 24 hour Urine | Roche | ISE | ISE indirect Na-K-Cl for Gen.2
29760-6 | Bilirubin.conjugated [Moles/volume] in Serum or Plasma | Roche | Cobas 8000 c-702 | BILD2 / Gen. 2
29760-6 | Bilirubin.conjugated [Moles/volume] in Serum or Plasma | Roche | c501 (Cobas 6000) | BILD2 (Bilirubin Direct Gen.2), 05589061 190
29760-6 | Bilirubin.conjugated [Moles/volume] in Serum or Plasma | Roche | c502 (Cobas 8000) | BILD2 (Bilirubin Direct Gen.2), 05589061 190
29760-6 | Bilirubin.conjugated [Moles/volume] in Serum or Plasma | Roche | Cobas 6000 | BILD2 / 05589061
29760-6 | Bilirubin.conjugated [Moles/volume] in Serum or Plasma | Roche | Cobas Integra 400 plus | BILD2 Gen.2 standardisation elon Doumas), 05589061
29760-6 | Bilirubin.conjugated [Moles/volume] in Serum or Plasma | Roche | Integra 400 | BILD2 / 05589061
29765-5 | Cholesterol [Moles/volume] in Body fluid | Roche | c502 (Cobas 8000) | CHOL2 (Cholesterol Gen.2), 03039773
29765-5 | Cholesterol [Moles/volume] in Body fluid | Roche | Cobas 6000 | CHOL2 / 03039773
29765-5 | Cholesterol [Moles/volume] in Body fluid | Roche | Cobas 8000 c-502 | CHOL2 / Gen. 2
29765-5 | Cholesterol [Moles/volume] in Body fluid | Roche | Cobas 8000 c-503 | CHOL2 / Gen. 2
29765-5 | Cholesterol [Moles/volume] in Body fluid | Roche | Cobas 8000 c-702 | CHOL2 / Gen. 2
29765-5 | Cholesterol [Moles/volume] in Body fluid | Roche | Integra 400 | CHOL2 / 03039773
29766-3 | Triglyceride [Moles/volume] in Body fluid | Roche | c502 (Cobas 8000) | TRIGL (Triglycerides), 20767107 322
29766-3 | Triglyceride [Moles/volume] in Body fluid | Roche | Cobas 6000 | TRIGL / 20767107
29766-3 | Triglyceride [Moles/volume] in Body fluid | Roche | Cobas 8000 c-502 | TRIGL
29766-3 | Triglyceride [Moles/volume] in Body fluid | Roche | Cobas c-502 | TRIGL
29766-3 | Triglyceride [Moles/volume] in Body fluid | Roche | Cobas c-702 | TRIGL
29766-3 | Triglyceride [Moles/volume] in Body fluid | Roche | Integra 400 | TRIGL / 20767107
29767-1 | Bilirubin.total [Moles/volume] in Body fluid | Roche | Cobas 8000 c-702 | BILT3 / Gen.3
29767-1 | Bilirubin.total [Moles/volume] in Body fluid | Roche | c501 (Cobas 6000) | BILT3 (Bilirubin Total Gen.3), 05795397 190
29767-1 | Bilirubin.total [Moles/volume] in Body fluid | Roche | c502 (Cobas 8000) | BILT3 (Bilirubin Total Gen.3), 05795397 190
29767-1 | Bilirubin.total [Moles/volume] in Body fluid | Roche | Cobas 6000 | BILT3 / 05795397
29767-1 | Bilirubin.total [Moles/volume] in Body fluid | Roche | Cobas 8000 c-702 | BILT3 / Gen. 3
29767-1 | Bilirubin.total [Moles/volume] in Body fluid | Roche | Integra 400 | BILT3 / 05795397
2986-8 | Testosterone [Mass/volume] in Serum or Plasma | Roche | Cobas 6000 | Testosterone II / 05200067
2986-8 | Testosterone [Mass/volume] in Serum or Plasma | Roche | Cobas 8000 e 801 | Elecsys Testosterone II (TESTO 2) / Gen. 2
3013-0 | Thyroglobulin [Mass/volume] in Serum or Plasma | Roche | e801 (Cobas 8000) | Elecsys Tg II, 07027931190
3013-0 | Thyroglobulin [Mass/volume] in Serum or Plasma | Thermo Fischer | Kryptor | hTG SENSITIVE (Ref 832.075)
30239-8 | Aspartate aminotransferase [Enzymatic activity/volume] in Serum or Plasma by With P-5'-P | Roche | Cobas 8000 c-702 | ASTPM
30239-8 | Aspartate aminotransferase [Enzymatic activity/volume] in Serum or Plasma by With P-5'-P | Roche | c501 (Cobas 6000) | ASTLP (Aspartate Aminotransférase selon l'IFCC avec activation par le pyridoxal phosphate), 04467493 190
30239-8 | Aspartate aminotransferase [Enzymatic activity/volume] in Serum or Plasma by With P-5'-P | Roche | c502 (Cobas 8000) | ASTLP (Aspartate Aminotransférase selon l'IFCC avec activation par le pyridoxal phosphate), 04467493 190
30239-8 | Aspartate aminotransferase [Enzymatic activity/volume] in Serum or Plasma by With P-5'-P | Roche | Cobas 6000 | ASTLP / 04467493
30239-8 | Aspartate aminotransferase [Enzymatic activity/volume] in Serum or Plasma by With P-5'-P | Roche | Cobas Integra 400 plus | ASTL avec activation par le pyridoxal phosphate, 20764949322
30239-8 | Aspartate aminotransferase [Enzymatic activity/volume] in Serum or Plasma by With P-5'-P | Roche | Integra 400 | ASTL / 20764949
3034-6 | Transferrin [Mass/volume] in Serum or Plasma | Roche | c502 (Cobas 8000) | TRSF2 (Tina-quant Transferrin ver.2), 03015050 122
3034-6 | Transferrin [Mass/volume] in Serum or Plasma | Roche | Cobas 8000 c-502 | TRSF2
3040-3 | Lipase [Enzymatic activity/volume] in Serum or Plasma | Roche | Cobas 8000 c-502 | LIPC
3040-3 | Lipase [Enzymatic activity/volume] in Serum or Plasma | Roche | c501 (Cobas 6000) | LIPC (Lipase colorimetric assay), 03029590 322
3040-3 | Lipase [Enzymatic activity/volume] in Serum or Plasma | Roche | c502 (Cobas 8000) | LIPC (Lipase colorimetric assay), 03029590 322
3040-3 | Lipase [Enzymatic activity/volume] in Serum or Plasma | Roche | Cobas 6000 | LIPC / 03029590
3040-3 | Lipase [Enzymatic activity/volume] in Serum or Plasma | Roche | Cobas Integra 400 plus | LIPC colorimétrique, 03029590322
3040-3 | Lipase [Enzymatic activity/volume] in Serum or Plasma | Roche | Integra 400 | LIPC / 03029590
32291-7 | Acetone [Moles/volume] in Urine | Agilent | 6890 N GC - 5973 Network MS | in-house mehtod
32291-7 | Acetone [Moles/volume] in Urine | In-house method | GC-FID
32309-7 | Cholesterol.total/Cholesterol in HDL [Molar ratio] in Serum or Plasma | Roche
32309-7 | Cholesterol.total/Cholesterol in HDL [Molar ratio] in Serum or Plasma | calculated | calculated | calculated
32319-6 | Glucose [Moles/volume] in Serum or Plasma --30 minutes post 75 g glucose PO | Roche | c501 (Cobas 6000) | GLUC3 (Glucose HK), 04404483 190
32319-6 | Glucose [Moles/volume] in Serum or Plasma --30 minutes post 75 g glucose PO | Roche | c502 (Cobas 8000) | GLUC3 (Glucose HK), 04404483 190
32320-4 | Glucose [Moles/volume] in Serum or Plasma --3 hours post 75 g glucose PO | Roche | c501 (Cobas 6000) | GLUC3 (Glucose HK), 04404483 190
32320-4 | Glucose [Moles/volume] in Serum or Plasma --3 hours post 75 g glucose PO | Roche | c502 (Cobas 8000) | GLUC3 (Glucose HK), 04404483 190
32356-8 | Yeast [Presence] in Urine sediment by Light microscopy | Leica | phasenkontrastmikroskopie mit Polarisation
32356-8 | Yeast [Presence] in Urine sediment by Light microscopy | Zeiss | 3607196
32356-8 | Yeast [Presence] in Urine sediment by Light microscopy |  | microscope contraste phase
32673-6 | Creatine kinase.MB [Enzymatic activity/volume] in Serum or Plasma | Roche | c501 (Cobas 6000) | CKMB (Creatine Kinase-MB), 07190808 190
32673-6 | Creatine kinase.MB [Enzymatic activity/volume] in Serum or Plasma | Roche | c502 (Cobas 8000) | CKMB (Creatine Kinase-MB), 07190808 190
32693-4 | Lactate [Moles/volume] in Blood | Radiometer | ABL 80 | CASSETTE SENSOR 100 TESTS BG/HK/QC (ref 945-676) + CASSETTE SENSOR 25 TESTS BG/LYT/OX QC (ref 945-706) + SOLUTION PACK 100 TESTS (ref 944-174)
32693-4 | Lactate [Moles/volume] in Blood | Radiometer | ABL 800/825/827 | MEMBRANE ELECTRODE LACTATE : 4 PIECES , ref 942-066
32693-4 | Lactate [Moles/volume] in Blood | Radiometer | ABL 825 FLEX | Lactat-Electrode
32693-4 | Lactate [Moles/volume] in Blood | Radiometer | ABL 90 | CASSETTE SENSOR 300 TESTS , ref 946-005
33259-3 | Thyrotropin [Units/volume] in Serum or Plasma --1 hour post dose TRH | Roche | Cobas 8000 e 802 | Elecsys TSH (TSH)
33259-3 | Thyrotropin [Units/volume] in Serum or Plasma --1 hour post dose TRH | Roche | e411 (Cobas 4000) | TSH, 11731459 122
33259-3 | Thyrotropin [Units/volume] in Serum or Plasma --1 hour post dose TRH | Roche | e601 (Cobas 6000) | TSH, 11731459 122
33259-3 | Thyrotropin [Units/volume] in Serum or Plasma --1 hour post dose TRH | Roche | e801 (Cobas 8000) | Elecsys TSH, 07028091190
33762-6 | Natriuretic peptide.B prohormone N-Terminal [Mass/volume] in Serum or Plasma | Roche | Cobas 8000 e 801 | Elecsys proBNP II (PBNP)
33762-6 | Natriuretic peptide.B prohormone N-Terminal [Mass/volume] in Serum or Plasma | Roche | Cobas 6000 | proBNP II / 04842464
33762-6 | Natriuretic peptide.B prohormone N-Terminal [Mass/volume] in Serum or Plasma | Roche | Cobas 8000 e 801 | Elecsys proBNP II
33762-6 | Natriuretic peptide.B prohormone N-Terminal [Mass/volume] in Serum or Plasma | Roche | e411 (Cobas 4000) | proBNP II, 04842464 190
33762-6 | Natriuretic peptide.B prohormone N-Terminal [Mass/volume] in Serum or Plasma | Roche | e601 (Cobas 6000) | proBNP II, 04842464 190
33762-6 | Natriuretic peptide.B prohormone N-Terminal [Mass/volume] in Serum or Plasma | Roche | e801 (Cobas 8000) | Elecsys proBNP II, 07027664190
33804-6 | RBC casts [Presence] in Urine sediment by Light microscopy | Leica | phasenkontrastmikroskopie mit Polarisation
33804-6 | RBC casts [Presence] in Urine sediment by Light microscopy | Zeiss | 3607196
33825-1 | WBC casts [Presence] in Urine sediment by Light microscopy | Leica | phasenkontrastmikroskopie mit Polarisation
33825-1 | WBC casts [Presence] in Urine sediment by Light microscopy | Zeiss | 3607196
33825-1 | WBC casts [Presence] in Urine sediment by Light microscopy |  | microscope contraste phase
33863-2 | Cystatin C [Mass/volume] in Serum or Plasma | SIEMENS HEALTHCARE DIAGNOSTICS SA | BN ProSpec | N Latex Cystatin C (N CYSC)
33863-2 | Cystatin C [Mass/volume] in Serum or Plasma | Simens | BN ProSpec | N CYSC
33959-8 | Procalcitonin [Mass/volume] in Serum or Plasma | Roche | Cobas 8000 e 801 | Elecsys BRAHMS PCT (PCT)
33959-8 | Procalcitonin [Mass/volume] in Serum or Plasma | BioMérieux | Vidas | VIDAS BRAHMS PROCALCITONIN 60T, ref 30450
33959-8 | Procalcitonin [Mass/volume] in Serum or Plasma | Diasorin | Liaison XL | Liaison BRAHMS PCT II GEN
33959-8 | Procalcitonin [Mass/volume] in Serum or Plasma | Roche | Cobas 6000 | Elecsys BRAHMS PCT / 05056888
38445-3 | Calprotectin [Mass/mass] in Stool | Buhlmann | Indiko Thermo Scientific | BÜHLMANN fCAL turbo Kit (KK-CAL) + CALEX Cap Device (B-CALEX-C50)
38445-3 | Calprotectin [Mass/mass] in Stool | Diasorin | Liaison XL | Liaison Calprotectin ; ref 318960
38445-3 | Calprotectin [Mass/mass] in Stool | Roche | Cobas 6000 | Bühlmann fCAL turbo Cobas c 501
38458-6 | Crystals [Presence] in Synovial fluid by Light microscopy | Zeiss | 3607196
38458-6 | Crystals [Presence] in Synovial fluid by Light microscopy |  | microscope polarisation filtre l
39461-9 | Bilirubin.total [Moles/volume] in Peritoneal fluid | Roche | Cobas 8000 c-702 | BILT3 / Gen.3
39461-9 | Bilirubin.total [Moles/volume] in Peritoneal fluid | Roche | c501 (Cobas 6000) | BILT3 (Bilirubin Total Gen.3), 05795397 190
39461-9 | Bilirubin.total [Moles/volume] in Peritoneal fluid | Roche | c502 (Cobas 8000) | BILT3 (Bilirubin Total Gen.3), 05795397 190
39469-2 | Cholesterol in LDL [Moles/volume] in Serum or Plasma by calculation | calculated | calculated | calculated
39469-2 | Cholesterol in LDL [Moles/volume] in Serum or Plasma by calculation | Roche | Cobas 8000 c-702 | LDHI2 / Gen. 2
39801-6 | Triglyceride [Moles/volume] in Pleural fluid | Roche | c502 (Cobas 8000) | TRIGL (Triglycerides), 20767107 322
39801-6 | Triglyceride [Moles/volume] in Pleural fluid | Roche | Cobas c-502 | TRIGL
39801-6 | Triglyceride [Moles/volume] in Pleural fluid | Roche | Cobas c-702 | TRIGL
41171-0 | Collagen crosslinked C-telopeptide [Mass/volume] in Serum or Plasma | Roche | Cobas 8000 e 801 | Elecsys beta-CrossLaps/serum (CROSSL)
41171-0 | Collagen crosslinked C-telopeptide [Mass/volume] in Serum or Plasma | Roche | Cobas 6000 | b-CrossLaps/serum / 11972308
41171-0 | Collagen crosslinked C-telopeptide [Mass/volume] in Serum or Plasma | Roche | Cobas 8000 e 801 | Elecsys B-CrossLaps/serum
45302-7 | Urea [Moles/volume] in Dialysis fluid | Roche | Cobas 8000 c-702 | UREAL
45302-7 | Urea [Moles/volume] in Dialysis fluid | Roche | c502 (Cobas 8000) | UREAL (Urea/BUN), 04460715 190
4542-7 | Haptoglobin [Mass/volume] in Serum or Plasma | Roche | c502 (Cobas 8000) | HAPT2 (Tina-quant Haptoglobin ver.2), 03005593 322
4542-7 | Haptoglobin [Mass/volume] in Serum or Plasma | Roche | Cobas 6000 | HAPT2 / 03005593
46424-8 | Hemolysis index of Serum or Plasma | Roche
46424-8 | Hemolysis index of Serum or Plasma | Roche | c502 (Cobas 8000) | SI2, Serum Index Gen. 2 , 04489365190
46425-5 | Lipemic index of Serum or Plasma | Roche
46425-5 | Lipemic index of Serum or Plasma | Roche | c502 (Cobas 8000) | SI2, Serum Index Gen. 2 , 04489365190
46426-3 | Icteric index of Serum or Plasma | Roche
46426-3 | Icteric index of Serum or Plasma | Roche | c502 (Cobas 8000) | SI2, Serum Index Gen. 2 , 04489365190
47598-8 | Calcium.ionized [Moles/volume] adjusted to pH 7.4 in Blood | Radiometer | ABL 80 | CASSETTE SENSOR 100 TESTS BG/HK/QC (ref 945-676) + CASSETTE SENSOR 25 TESTS BG/LYT/OX QC (ref 945-706) + SOLUTION PACK 100 TESTS (ref 944-174)
47598-8 | Calcium.ionized [Moles/volume] adjusted to pH 7.4 in Blood | Radiometer | ABL 800/825/827 | MEMBRANE ELECTRODE DE CA : 4 PIECES , ref 942-060
47598-8 | Calcium.ionized [Moles/volume] adjusted to pH 7.4 in Blood | Radiometer | ABL 825 FLEX | Ca-Electrode
47598-8 | Calcium.ionized [Moles/volume] adjusted to pH 7.4 in Blood | Radiometer | ABL 90 | CASSETTE SENSOR 300 TESTS , ref 946-005
48377-6 | Mullerian inhibiting substance [Moles/volume] in Serum or Plasma | Roche | Cobas 8000 e 801 | Elecsys AMH (AMH)
48377-6 | Mullerian inhibiting substance [Moles/volume] in Serum or Plasma | Roche | e801 (Cobas 8000) | Elecsys AMH Plus, 07957246190
48425-3 | Troponin T.cardiac [Mass/volume] in Blood | Radiometer | AQT 90 Flex | TROPONINE T 80 TESTS , ref 942-967
48425-3 | Troponin T.cardiac [Mass/volume] in Blood | Roche | Cobas H232 | CARDIAC proBNP REF 05533643 190
49220-7 | Prolactin [Mass/volume] in Serum or Plasma by 3rd IS | Roche | Cobas 8000 e 801 | Elecsys Prolactin II (PRL 2) / Gen. 2
49220-7 | Prolactin [Mass/volume] in Serum or Plasma by 3rd IS | Roche | Cobas 6000 | Prolactin II / 03203093
49220-7 | Prolactin [Mass/volume] in Serum or Plasma by 3rd IS | Roche | e801 (Cobas 8000) | Elecsys Prolactin II, 07027737190
49755-2 | Crystals [Presence] in Urine sediment by Light microscopy | Leica | phasenkontrastmikroskopie mit Polarisation
49755-2 | Crystals [Presence] in Urine sediment by Light microscopy | Zeiss | 3607196
49789-1 | Potassium [Moles/volume] in Peritoneal fluid | Roche | Cobas 8000 ISE | K
49789-1 | Potassium [Moles/volume] in Peritoneal fluid | Roche | ISE | ISE indirect Na-K-Cl for Gen.2
49790-9 | Sodium [Moles/volume] in Peritoneal fluid | Roche | Cobas 8000 ISE | Na
49790-9 | Sodium [Moles/volume] in Peritoneal fluid | Roche | Cobas 8000 ISE
49790-9 | Sodium [Moles/volume] in Peritoneal fluid | Roche | ISE | ISE indirect Na-K-Cl for Gen.2
50541-2 | Thyrotropin [Units/volume] in Serum or Plasma --20 minutes post dose TRH | Roche | e411 (Cobas 4000) | TSH, 11731459 122
50541-2 | Thyrotropin [Units/volume] in Serum or Plasma --20 minutes post dose TRH | Roche | e601 (Cobas 6000) | TSH, 11731459 122
50541-2 | Thyrotropin [Units/volume] in Serum or Plasma --20 minutes post dose TRH | Roche | e801 (Cobas 8000) | Elecsys TSH, 07028091190
50558-6 | Nitrite [Presence] in Urine by Automated test strip | Sysmex | UC-1000 | MEDITAPE UC-10S
50558-6 | Nitrite [Presence] in Urine by Automated test strip | Sysmex | UC-3500 / UC-1000 | MEDITAPE UC-9A / UC-10S
50558-6 | Nitrite [Presence] in Urine by Automated test strip | Sysmex | UX2000 | Meditape II 9U Arkray
50560-2 | pH of Urine by Automated test strip | Roche | u411 | Combur 10 Test M ; Ref 11379208191
50560-2 | pH of Urine by Automated test strip | Sysmex | UC-1000 | MEDITAPE UC-10S
50560-2 | pH of Urine by Automated test strip | Sysmex | UC-3500 / UC-1000 | MEDITAPE UC-9A / UC-10S
50560-2 | pH of Urine by Automated test strip | Sysmex | UX2000 | Meditape II 9U Arkray
50560-2 | pH of Urine by Automated test strip | Sysmex | UX2001 | Meditape II 9U Arkray
50561-0 | Protein [Mass/volume] in Urine by Automated test strip | Roche | u411 | Combur 10 Test M ; Ref 11379208191
50561-0 | Protein [Mass/volume] in Urine by Automated test strip | Sysmex | UC-1000 | MEDITAPE UC-10S
50561-0 | Protein [Mass/volume] in Urine by Automated test strip | Sysmex | UC-3500 / UC-1000 | MEDITAPE UC-9A / UC-10S
50982-8 | Horowitz index in Blood | Radiometer | ABL 80 | calculated
50982-8 | Horowitz index in Blood | Radiometer | ABL 800/825/827 | calculated
50982-8 | Horowitz index in Blood | Radiometer | ABL 90 | calculated
51487-7 | Leukocytes [#/volume] in Urine by Automated count | Sysmex | UF-4000 | Flowzytometrie
51487-7 | Leukocytes [#/volume] in Urine by Automated count | Sysmex | UX2000 | CMF
51597-3 | Glucose [Moles/volume] in Serum or Plasma --1 hour post 75 g glucose PO | Roche | c501 (Cobas 6000) | GLUC3 (Glucose HK), 04404483 190
51597-3 | Glucose [Moles/volume] in Serum or Plasma --1 hour post 75 g glucose PO | Roche | c502 (Cobas 8000) | GLUC3 (Glucose HK), 04404483 190
51597-3 | Glucose [Moles/volume] in Serum or Plasma --1 hour post 75 g glucose PO | Roche | Cobas 8000 c-702 | GLUC3 / Gen. 3
53094-9 | Glucose [Moles/volume] in Serum or Plasma --post meal | Roche | c501 (Cobas 6000) | GLUC3 (Glucose HK), 04404483 190
53094-9 | Glucose [Moles/volume] in Serum or Plasma --post meal | Roche | c502 (Cobas 8000) | GLUC3 (Glucose HK), 04404483 190
53326-5 | Specific gravity of Urine by Automated test strip | ATAKON | URICON-ne
53326-5 | Specific gravity of Urine by Automated test strip | Roche | u411 | Combur 10 Test M ; Ref 11379208191
53326-5 | Specific gravity of Urine by Automated test strip | Sysmex | UC-1000 | MEDITAPE UC-10S
53326-5 | Specific gravity of Urine by Automated test strip | Sysmex | UC-3500 | Refraktometer
53326-5 | Specific gravity of Urine by Automated test strip | Sysmex | UX2000 | Meditape II 9U Arkray
53962-7 | Alpha-1-fetoprotein.tumor marker [Mass/volume] in Serum or Plasma | Roche | Cobas 6000 | AFP / 04491742
53962-7 | Alpha-1-fetoprotein.tumor marker [Mass/volume] in Serum or Plasma | Roche | Cobas 8000 e 801 | Elecsys AFP (AFP)
53962-7 | Alpha-1-fetoprotein.tumor marker [Mass/volume] in Serum or Plasma | Roche | e801 (Cobas 8000) | Elecsys AFP, 07026706190
53967-6 | Erythrocytes.dysmorphic/100 erythrocytes in Urine sediment by Light microscopy | Leica | phasenkontrastmikroskopie mit Polarisation
53967-6 | Erythrocytes.dysmorphic/100 erythrocytes in Urine sediment by Light microscopy | Zeiss | 3607196
54371-0 | Cholesterol [Moles/volume] in Peritoneal fluid | Roche | c502 (Cobas 8000) | CHOL2 (Cholesterol Gen.2), 03039774
54371-0 | Cholesterol [Moles/volume] in Peritoneal fluid | Roche | Cobas 8000 c-502 | CHOL2 / Gen. 2
54371-0 | Cholesterol [Moles/volume] in Peritoneal fluid | Roche | Cobas 8000 c-702 | CHOL2 / Gen. 2
55351-1 | Glucose [Moles/volume] in Serum or Plasma --1.5 hours post 75 g glucose PO | Roche | c501 (Cobas 6000) | GLUC3 (Glucose HK), 04404483 190
55351-1 | Glucose [Moles/volume] in Serum or Plasma --1.5 hours post 75 g glucose PO | Roche | c502 (Cobas 8000) | GLUC3 (Glucose HK), 04404483 190
56764-4 | Oligoclonal Bands IgG [Presence] in Cerebral spinal fluid by Isoelectric focusing | ALERE (Sebia) | Hydrasys 2SCAN | Hydragel 9 CSF Isofocusing
56764-4 | Oligoclonal Bands IgG [Presence] in Cerebral spinal fluid by Isoelectric focusing | Fremdversand
56764-4 | Oligoclonal Bands IgG [Presence] in Cerebral spinal fluid by Isoelectric focusing | Sebia | Hydrasis Focusing | Hydragel 9 CSF isofocusing TTF
57747-8 | Erythrocytes [#/volume] in Urine by Automated test strip | Roche | u411 | Combur 10 Test M ; Ref 11379208191
57747-8 | Erythrocytes [#/volume] in Urine by Automated test strip | Sysmex | UC-1000 | MEDITAPE UC-10S
57747-8 | Erythrocytes [#/volume] in Urine by Automated test strip | Sysmex | UC-3500 / UC-1000 | MEDITAPE UC-9A / UC-10S
58805-3 | Leukocytes [#/volume] in Urine by Automated test strip | Roche | u411 | Combur 10 Test M ; Ref 11379208191
58805-3 | Leukocytes [#/volume] in Urine by Automated test strip | Sysmex | UC-3500 / UC-1000 | MEDITAPE UC-9A / UC-10S
59156-0 | Glucose [Moles/volume] in Urine by Automated test strip | Sysmex | UC-1000 | MEDITAPE UC-10S
59156-0 | Glucose [Moles/volume] in Urine by Automated test strip | Sysmex | UC-3500 / UC-1000 | MEDITAPE UC-9A / UC-10S
59158-6 | Ketones [Moles/volume] in Urine by Automated test strip | Roche | u411 | Combur 10 Test M ; Ref 11379208191
59158-6 | Ketones [Moles/volume] in Urine by Automated test strip | Sysmex | UC-1000 | MEDITAPE UC-10S
59158-6 | Ketones [Moles/volume] in Urine by Automated test strip | Sysmex | UC-3500 / UC-1000 | MEDITAPE UC-9A / UC-10S
5920-4 | Protein [Mass/volume] in Dialysis fluid | Roche | Cobas 8000 c-702 | TP2 / Gen. 2
5920-4 | Protein [Mass/volume] in Dialysis fluid | Roche | c502 (Cobas 8000) | TPUC3 (Total Protein Urine/CSF Gen.3), 03333825 190
59261-8 | Hemoglobin A1c/Hemoglobin.total in Blood by IFCC protocol | Abbott | Afinion | HBA1C / 1116062
59261-8 | Hemoglobin A1c/Hemoglobin.total in Blood by IFCC protocol | Roche | c501 (Cobas 6000) | A1C-3 (Tina-quant Hemoglobin A1c Gen.3 - Application dans le sang total et l'hémolysat), 05336163 190
59261-8 | Hemoglobin A1c/Hemoglobin.total in Blood by IFCC protocol | Roche | c502 (Cobas 8000) | A1C-3 (Tina-quant Hemoglobin A1c Gen.3 - Application dans le sang total et l'hémolysat), 05336163 190
59261-8 | Hemoglobin A1c/Hemoglobin.total in Blood by IFCC protocol | Roche | Cobas 8000 c-502 | A1C-3
59261-8 | Hemoglobin A1c/Hemoglobin.total in Blood by IFCC protocol | Roche | Cobas 8000 c-502 | A1C-3 / Gen.3 + A1CD2 / Gen.2
59261-8 | Hemoglobin A1c/Hemoglobin.total in Blood by IFCC protocol | Roche | Cobas Integra 400 plus | A1C-3 Tian-quant Gen.3 Standardisation IFCC, 05336163190
59826-8 | Creatinine [Moles/volume] in Blood | Radiometer | ABL 80 | CASSETTE SENSOR 100 TESTS BG/HK/QC (ref 945-676) + CASSETTE SENSOR 25 TESTS BG/LYT/OX QC (ref 945-706) + SOLUTION PACK 100 TESTS (ref 944-174)
59826-8 | Creatinine [Moles/volume] in Blood | Radiometer | ABL 800/825/827 | MEMBRANE CREATININE , ref 942-073
59826-8 | Creatinine [Moles/volume] in Blood | Radiometer | ABL 825 FLEX | Creatinin-Electrode
59826-8 | Creatinine [Moles/volume] in Blood | Radiometer | ABL 90 | CASSETTE SENSOR 300 TESTS , ref 946-005
60022-1 | Lactate dehydrogenase [Enzymatic activity/volume] in Pleural fluid by Lactate to pyruvate reaction | Roche | c502 (Cobas 8000) | LDHI2 (Lactate Dehydrogenase acc. To IFCC ver.2), 03004732
60022-1 | Lactate dehydrogenase [Enzymatic activity/volume] in Pleural fluid by Lactate to pyruvate reaction | Roche | Cobas 8000 c-502 | LDHI2 / Gen. 2
60022-1 | Lactate dehydrogenase [Enzymatic activity/volume] in Pleural fluid by Lactate to pyruvate reaction | Roche | Cobas 8000 c-702 | LDHI2 / Gen. 2
60024-7 | Lactate dehydrogenase [Enzymatic activity/volume] in Cerebral spinal fluid by Lactate to pyruvate reaction | Roche | c502 (Cobas 8000) | LDHI2 (Lactate Dehydrogenase acc. To IFCC ver.2), 03004732
60024-7 | Lactate dehydrogenase [Enzymatic activity/volume] in Cerebral spinal fluid by Lactate to pyruvate reaction | Roche | Cobas 8000 c-702 | LDHI2 / Gen. 2
60025-4 | Urobilinogen [Moles/volume] in Urine by Automated test strip | Roche | u411 | Combur 10 Test M ; Ref 11379208191
60025-4 | Urobilinogen [Moles/volume] in Urine by Automated test strip | Sysmex | UC-1000 | MEDITAPE UC-10S
60025-4 | Urobilinogen [Moles/volume] in Urine by Automated test strip | Sysmex | UC-3500 / UC-1000 | MEDITAPE UC-9A / UC-10S
60026-2 | Leukocyte esterase [Presence] in Urine by Automated test strip | Sysmex | UC-1000 | MEDITAPE UC-10S
60026-2 | Leukocyte esterase [Presence] in Urine by Automated test strip | Sysmex | UX2000 | Meditape II 9U Arkray
61151-7 | Albumin [Mass/volume] in Serum or Plasma by Bromocresol green (BCG) dye binding method | Roche | Cobas 8000 c-702 | ALB2
61151-7 | Albumin [Mass/volume] in Serum or Plasma by Bromocresol green (BCG) dye binding method | Roche | c501 (Cobas 6000) | ALB2 (Albumin Gen.2), 03183688 122
61151-7 | Albumin [Mass/volume] in Serum or Plasma by Bromocresol green (BCG) dye binding method | Roche | c502 (Cobas 8000) | ALB2 (Albumin Gen.2), 03183688 122
61151-7 | Albumin [Mass/volume] in Serum or Plasma by Bromocresol green (BCG) dye binding method | Roche | Cobas 6000 | ALB2 / 03183688
61151-7 | Albumin [Mass/volume] in Serum or Plasma by Bromocresol green (BCG) dye binding method | Roche | Cobas Integra 400 plus | ALB2 Gen.2, 03183688122
61151-7 | Albumin [Mass/volume] in Serum or Plasma by Bromocresol green (BCG) dye binding method | Roche | Integra 400 | ALB2 / 03183688
6298-4 | Potassium [Moles/volume] in Blood | Radiometer | ABL 80 | CASSETTE SENSOR 100 TESTS BG/HK/QC (ref 945-676) + CASSETTE SENSOR 25 TESTS BG/LYT/OX QC (ref 945-706) + SOLUTION PACK 100 TESTS (ref 944-174)
6298-4 | Potassium [Moles/volume] in Blood | Radiometer | ABL 800/825/827 | MEMBRANE ELECTRODE DE K : 4 PIECES , ref 942-059
6298-4 | Potassium [Moles/volume] in Blood | Radiometer | ABL 90 | CASSETTE SENSOR 300 TESTS , ref 946-005
65343-6 | Oxygen [Partial pressure] saturation adjusted to 0.5 in Blood | Radiometer | ABL 80 | CASSETTE SENSOR 100 TESTS BG/HK/QC (ref 945-676) + CASSETTE SENSOR 25 TESTS BG/LYT/OX QC (ref 945-706) + SOLUTION PACK 100 TESTS (ref 944-174)
65343-6 | Oxygen [Partial pressure] saturation adjusted to 0.5 in Blood | Radiometer | ABL 800/825/827
65343-6 | Oxygen [Partial pressure] saturation adjusted to 0.5 in Blood | Radiometer | ABL 90 | CASSETTE SENSOR 300 TESTS , ref 946-005
66769-1 | Triglyceride [Moles/volume] in Peritoneal fluid | Roche | c502 (Cobas 8000) | TRIGL (Triglycerides), 20767107 322
66769-1 | Triglyceride [Moles/volume] in Peritoneal fluid | Roche | Cobas c-502 | TRIGL
66769-1 | Triglyceride [Moles/volume] in Peritoneal fluid | Roche | Cobas c-702 | TRIGL
67151-1 | Troponin T.cardiac [Mass/volume] in Serum or Plasma by Detection limit <= 5 ng/L | Roche | Cobas 8000 e 801 | Elecsys Troponin T hs (TNTHS)
67151-1 | Troponin T.cardiac [Mass/volume] in Serum or Plasma by Detection limit <= 5 ng/L | Roche | Cobas 6000 | Troponin T hs STAT / 05092728
67151-1 | Troponin T.cardiac [Mass/volume] in Serum or Plasma by Detection limit <= 5 ng/L | Roche | Cobas 8000 e 801 | Elecsys Troponin T hs
67151-1 | Troponin T.cardiac [Mass/volume] in Serum or Plasma by Detection limit <= 5 ng/L | Roche | e411 (Cobas 4000) | Troponin T hs STAT, 05092728 190
67151-1 | Troponin T.cardiac [Mass/volume] in Serum or Plasma by Detection limit <= 5 ng/L | Roche | e601 (Cobas 6000) | Troponin T hs STAT, 05092728 190
67151-1 | Troponin T.cardiac [Mass/volume] in Serum or Plasma by Detection limit <= 5 ng/L | Roche | e801 (Cobas 8000) | Elecsys Troponin T hs, 07028075190
6768-6 | Alkaline phosphatase [Enzymatic activity/volume] in Serum or Plasma | Roche | c501 (Cobas 6000) | ALP2 (Alkaline Ohosphatase acc to IFCC Gen.2), 03333752 190
6768-6 | Alkaline phosphatase [Enzymatic activity/volume] in Serum or Plasma | Roche | c502 (Cobas 8000) | ALP2 (Alkaline Ohosphatase acc to IFCC Gen.2), 03333752 190
6768-6 | Alkaline phosphatase [Enzymatic activity/volume] in Serum or Plasma | Roche | Cobas 6000 | ALP2L / 03333701
6768-6 | Alkaline phosphatase [Enzymatic activity/volume] in Serum or Plasma | Roche | Cobas 8000 c-502 | ALP2 / Gen. 2
6768-6 | Alkaline phosphatase [Enzymatic activity/volume] in Serum or Plasma | Roche | Cobas 8000 c-502 | ALP2L / Gen. 2
6768-6 | Alkaline phosphatase [Enzymatic activity/volume] in Serum or Plasma | Roche | Cobas 8000 c-702 | ALP2 / Gen. 2
6768-6 | Alkaline phosphatase [Enzymatic activity/volume] in Serum or Plasma | Roche | Cobas Integra 400 plus | ALP2 IFCC 2ème génération, 03333752190
6768-6 | Alkaline phosphatase [Enzymatic activity/volume] in Serum or Plasma | Roche | Integra 400 | ALP2S / 03333752
68367-2 | Bilirubin.total [Moles/volume] in Urine by Automated test strip | Roche | u411 | Combur 10 Test M ; Ref 11379208191
68367-2 | Bilirubin.total [Moles/volume] in Urine by Automated test strip | Sysmex | UC-1000 | MEDITAPE UC-10S
68367-2 | Bilirubin.total [Moles/volume] in Urine by Automated test strip | Sysmex | UC-3500 / UC-1000 | MEDITAPE UC-9A / UC-10S
68387-0 | Lactate dehydrogenase [Enzymatic activity/volume] in Peritoneal fluid by Lactate to pyruvate reaction | Roche | c502 (Cobas 8000) | LDHI2 (Lactate Dehydrogenase acc. To IFCC ver.2), 03004732
68387-0 | Lactate dehydrogenase [Enzymatic activity/volume] in Peritoneal fluid by Lactate to pyruvate reaction | Roche | Cobas 8000 c-502 | LDHI2 / Gen. 2
68387-0 | Lactate dehydrogenase [Enzymatic activity/volume] in Peritoneal fluid by Lactate to pyruvate reaction | Roche | Cobas 8000 c-702 | LDHI2 / Gen. 2
68438-1 | 25-Hydroxyvitamin D2+25-Hydroxyvitamin D3 [Moles/volume] in Serum or Plasma | Roche | Cobas 6000 | Vitamin D total II / 07464215
68438-1 | 25-Hydroxyvitamin D2+25-Hydroxyvitamin D3 [Moles/volume] in Serum or Plasma | Roche | Cobas 8000 e 801 | Elecsys Vitamin D total II (VITDT 2) / Gen. 2
68438-1 | 25-Hydroxyvitamin D2+25-Hydroxyvitamin D3 [Moles/volume] in Serum or Plasma | Roche | e601 (Cobas 6000) | Vitamin D total, 05894913 190
68438-1 | 25-Hydroxyvitamin D2+25-Hydroxyvitamin D3 [Moles/volume] in Serum or Plasma | Roche | e801 (Cobas 8000) | Elecsys Vitamin D total II, 07028148190
71841-1 | Oxygen saturation [Pure mass fraction] Calculated from oxygen partial pressure in Venous blood | Radiometer | ABL 80 | calculated
71841-1 | Oxygen saturation [Pure mass fraction] Calculated from oxygen partial pressure in Venous blood | Radiometer | ABL 800/825/827 | calculated
71841-1 | Oxygen saturation [Pure mass fraction] Calculated from oxygen partial pressure in Venous blood | Radiometer | ABL 90 | calculated
71842-9 | Oxygen saturation [Pure mass fraction] Calculated from oxygen partial pressure in Capillary blood | Radiometer | ABL 80 | calculated
71842-9 | Oxygen saturation [Pure mass fraction] Calculated from oxygen partial pressure in Capillary blood | Radiometer | ABL 800/825/827 | calculated
71842-9 | Oxygen saturation [Pure mass fraction] Calculated from oxygen partial pressure in Capillary blood | Radiometer | ABL 90 | calculated
71843-7 | Oxygen saturation [Pure mass fraction] Calculated from oxygen partial pressure in Arterial blood | Radiometer | ABL 80 | calculated
71843-7 | Oxygen saturation [Pure mass fraction] Calculated from oxygen partial pressure in Arterial blood | Radiometer | ABL 800/825/827 | calculated
71843-7 | Oxygen saturation [Pure mass fraction] Calculated from oxygen partial pressure in Arterial blood | Radiometer | ABL 90 | calculated
72160-5 | Holo-transcobalamin II [Moles/volume] in Serum | Abbott | Architect i2000 SR | Active-B12 (REF 3P24-25)
72160-5 | Holo-transcobalamin II [Moles/volume] in Serum | Roche | e801 (Cobas 8000) | Elecsys Active B12 , 07713258190
73723-9 | Riboflavin [Moles/volume] in Blood | Agilent | 1100 Serie | in-house method
73723-9 | Riboflavin [Moles/volume] in Blood | Chromsystems | HPLC-Fluorecence | Vitamin B2 in whole blood - HPLC
74084-5 | Glucose [Moles/volume] in Serum or Plasma --15 minutes post 50 g lactose PO | Roche | c501 (Cobas 6000) | GLUC3 (Glucose HK), 04404483 190
74084-5 | Glucose [Moles/volume] in Serum or Plasma --15 minutes post 50 g lactose PO | Roche | c502 (Cobas 8000) | GLUC3 (Glucose HK), 04404483 190
74444-1 | Thiamine pyrophosphate [Moles/volume] in Blood | Agilent | 1100 Serie | in-house method
74444-1 | Thiamine pyrophosphate [Moles/volume] in Blood | Chromsystems | HPLC-Fluorecence | Vitamin B1 in whole blood - HPLC
798-9 | Erythrocytes [#/volume] in Urine by Automated count | Sysmex | UF-4000 | Flowzytometrie
798-9 | Erythrocytes [#/volume] in Urine by Automated count | Sysmex | UX2000 | CMF
8310-5 | Body temperature | Radiometer | ABL 80 | CASSETTE SENSOR 100 TESTS BG/HK/QC (ref 945-676) + CASSETTE SENSOR 25 TESTS BG/LYT/OX QC (ref 945-706) + SOLUTION PACK 100 TESTS (ref 944-174)
8310-5 | Body temperature | Radiometer | ABL 800/825/827
8310-5 | Body temperature | Radiometer | ABL 90 | CASSETTE SENSOR 300 TESTS , ref 946-005

## Shared Unique LOINC all centers
LOINC | LONG_COMMON_NAME | Manufacturer | Instrument | Test kit name (short name) / Kit version
10501-5 | Lutropin [Units/volume] in Serum or Plasma | Roche | Cobas 8000 e 801 | Elecsys LH (LH)
10501-5 | Lutropin [Units/volume] in Serum or Plasma | Roche | Cobas 6000 | LH / 11732234
10501-5 | Lutropin [Units/volume] in Serum or Plasma | Roche | Cobas 8000 e 801 | Elecsys LH
10501-5 | Lutropin [Units/volume] in Serum or Plasma | Roche | e801 (Cobas 8000) | Elecsys LH, 07027575190
11580-8 | Thyrotropin [Units/volume] in Serum or Plasma by Detection limit <= 0.005 mIU/L | Roche | Cobas 8000 e 801 | Elecsys TSH (TSH)
11580-8 | Thyrotropin [Units/volume] in Serum or Plasma by Detection limit <= 0.005 mIU/L | Roche | Cobas 6000 | TSH / 11731459
11580-8 | Thyrotropin [Units/volume] in Serum or Plasma by Detection limit <= 0.005 mIU/L | Roche | Cobas 8000 e 801 | Elecsys TSH
11580-8 | Thyrotropin [Units/volume] in Serum or Plasma by Detection limit <= 0.005 mIU/L | Roche | Cobas e411 | TSH / 11731459
11580-8 | Thyrotropin [Units/volume] in Serum or Plasma by Detection limit <= 0.005 mIU/L | Roche | e411 (Cobas 4000) | TSH, 11731459 122
11580-8 | Thyrotropin [Units/volume] in Serum or Plasma by Detection limit <= 0.005 mIU/L | Roche | e601 (Cobas 6000) | TSH, 11731459 122
11580-8 | Thyrotropin [Units/volume] in Serum or Plasma by Detection limit <= 0.005 mIU/L | Roche | e801 (Cobas 8000) | Elecsys TSH, 07028091190
13539-2 | Phosphate [Moles/volume] in Urine | Roche | Cobas 8000 c-702 | PHOS2 / Gen. 2
13539-2 | Phosphate [Moles/volume] in Urine | Roche | c501 (Cobas 6000) | PHOS2, 03183793 122
13539-2 | Phosphate [Moles/volume] in Urine | Roche | c502 (Cobas 8000) | PHOS2, 03183793 122
13539-2 | Phosphate [Moles/volume] in Urine | Roche | Cobas 6000 | PHOS2 / 03183793
13539-2 | Phosphate [Moles/volume] in Urine | Roche | Integra 400 | PHOS2 / 03183793
14646-4 | Cholesterol in HDL [Moles/volume] in Serum or Plasma | Roche | Cobas 8000 c-702 | HDLC3 / Gen. 3
14646-4 | Cholesterol in HDL [Moles/volume] in Serum or Plasma | Roche | c501 (Cobas 6000) | HDLC4 (HDL-Choleserol Gen.4), 07528566 190
14646-4 | Cholesterol in HDL [Moles/volume] in Serum or Plasma | Roche | c502 (Cobas 8000) | HDLC4 (HDL-Choleserol Gen.4), 07528566 190
14646-4 | Cholesterol in HDL [Moles/volume] in Serum or Plasma | Roche | Cobas 6000 | HDLC4 / 07528566
14646-4 | Cholesterol in HDL [Moles/volume] in Serum or Plasma | Roche | Cobas 8000 c-702 | HDLC4
14646-4 | Cholesterol in HDL [Moles/volume] in Serum or Plasma | Roche | Cobas Integra 400 plus | HDLC4 Gen.4, 07528566190
14646-4 | Cholesterol in HDL [Moles/volume] in Serum or Plasma | Roche | Integra 400 | HDLC4 / 07528566
14647-2 | Cholesterol [Moles/volume] in Serum or Plasma | Roche | Cobas 8000 c-502 | CHOL2 / Gen. 2
14647-2 | Cholesterol [Moles/volume] in Serum or Plasma | Roche | c501 (Cobas 6000) | CHOL2 (Cholesterol Gen.2), 03039773
14647-2 | Cholesterol [Moles/volume] in Serum or Plasma | Roche | c502 (Cobas 8000) | CHOL2 (Cholesterol Gen.2), 03039773
14647-2 | Cholesterol [Moles/volume] in Serum or Plasma | Roche | Cobas 6000 | CHOL2 / 03039773
14647-2 | Cholesterol [Moles/volume] in Serum or Plasma | Roche | Cobas 8000 c-702 | CHOL2 / Gen. 2
14647-2 | Cholesterol [Moles/volume] in Serum or Plasma | Roche | Cobas Integra 400 plus | CHOL2 Gen.2, 03039773190
14647-2 | Cholesterol [Moles/volume] in Serum or Plasma | Roche | Integra 400 | CHOL2 / 03039773
14682-9 | Creatinine [Moles/volume] in Serum or Plasma | Roche | Cobas 8000 c-702 | CREJ2 / Gen.2
14682-9 | Creatinine [Moles/volume] in Serum or Plasma | Roche | c501 (Cobas 6000) | CREJ2 (Creatinine Jaffé Gen.2), 04810716 190
14682-9 | Creatinine [Moles/volume] in Serum or Plasma | Roche | c501 (Cobas 6000) | CREP2 (Creatinine plus ver.2), 03263991 190
14682-9 | Creatinine [Moles/volume] in Serum or Plasma | Roche | c502 (Cobas 8000) | CREJ2 (Creatinine Jaffé Gen.2), 04810716 190
14682-9 | Creatinine [Moles/volume] in Serum or Plasma | Roche | c502 (Cobas 8000) | CREP2 (Creatinine plus ver.2), 03263991 190
14682-9 | Creatinine [Moles/volume] in Serum or Plasma | Roche | Cobas 6000 | CREJ2 / 04810716
14682-9 | Creatinine [Moles/volume] in Serum or Plasma | Roche | Cobas 8000 c-702 | CREP2 / Gen.2 (enzymat.)
14682-9 | Creatinine [Moles/volume] in Serum or Plasma | Roche | Integra 400 | CREJ2 / 04810716
14683-7 | Creatinine [Moles/volume] in Urine | Roche | Cobas 8000 c-702 | CRJ2U
14683-7 | Creatinine [Moles/volume] in Urine | Roche | c501 (Cobas 6000) | CREJ2 (Creatinine Jaffé Gen.2), 04810716 190
14683-7 | Creatinine [Moles/volume] in Urine | Roche | c502 (Cobas 8000) | CREJ2 (Creatinine Jaffé Gen.2), 04810716 190
14683-7 | Creatinine [Moles/volume] in Urine | Roche | Cobas 6000 | CREJ2 / 04810716
14683-7 | Creatinine [Moles/volume] in Urine | Roche | Cobas 8000 c-702 | CREP2 / Gen.2 (enzymat.)
14683-7 | Creatinine [Moles/volume] in Urine | Roche | Cobas Integra 400 plus | CREJ2 Jaffé gen.2, 04810716190
14683-7 | Creatinine [Moles/volume] in Urine | Roche | Integra 400 | CREJ2 / 04810716
14685-2 | Cobalamin (Vitamin B12) [Moles/volume] in Serum or Plasma | Roche | Cobas 8000 e 801 | Elecsys Vitamin B12 II (B12 2) / Gen. 2
14685-2 | Cobalamin (Vitamin B12) [Moles/volume] in Serum or Plasma | Roche | Cobas 6000 | Vitamin B12 II / 07212771
14685-2 | Cobalamin (Vitamin B12) [Moles/volume] in Serum or Plasma | Roche | Cobas 8000 e 801 | Elecsys Vitamin B12 II
14685-2 | Cobalamin (Vitamin B12) [Moles/volume] in Serum or Plasma | Roche | Cobas e411 | Vitamin B12 II / 07212771
14685-2 | Cobalamin (Vitamin B12) [Moles/volume] in Serum or Plasma | Roche | e411 (Cobas 4000) | Vitamin B12 II, 07212771 190
14685-2 | Cobalamin (Vitamin B12) [Moles/volume] in Serum or Plasma | Roche | e601 (Cobas 6000) | Vitamin B12 II, 07212771 190
14685-2 | Cobalamin (Vitamin B12) [Moles/volume] in Serum or Plasma | Roche | e801 (Cobas 8000) | Elecsys Vitamin B12 II, 07028121190
14732-2 | Folate [Moles/volume] in Serum or Plasma | Roche | Cobas 8000 e 801 | Elecsys Folate (FOL)
14732-2 | Folate [Moles/volume] in Serum or Plasma | Roche | Cobas 6000 | Folate III / 07559992
14732-2 | Folate [Moles/volume] in Serum or Plasma | Roche | Cobas 8000 e 801 | Elecsys Folate
14732-2 | Folate [Moles/volume] in Serum or Plasma | Roche | Cobas e411 | Folate III / 07559992
14732-2 | Folate [Moles/volume] in Serum or Plasma | Roche | e411 (Cobas 4000) | Folate III, 07559992 190
14732-2 | Folate [Moles/volume] in Serum or Plasma | Roche | e601 (Cobas 6000) | Folate III, 07559992 190
14732-2 | Folate [Moles/volume] in Serum or Plasma | Roche | e801 (Cobas 8000) | Elecsys Folate, 07027290190
14744-7 | Glucose [Moles/volume] in Cerebral spinal fluid | Roche | Cobas 8000 c-702 | GLUC3 / Gen. 3
14744-7 | Glucose [Moles/volume] in Cerebral spinal fluid | Roche | c501 (Cobas 6000) | GLUC3 (Glucose HK), 04404483 190
14744-7 | Glucose [Moles/volume] in Cerebral spinal fluid | Roche | c502 (Cobas 8000) | GLUC3 (Glucose HK), 04404483 190
14744-7 | Glucose [Moles/volume] in Cerebral spinal fluid | Roche | Cobas 6000 | GLUC3 / 04404483
14744-7 | Glucose [Moles/volume] in Cerebral spinal fluid | Roche | Integra 400 | GLUC3 / 04404483
14745-4 | Glucose [Moles/volume] in Body fluid | Roche | Cobas 8000 c-702 | GLUC3 / Gen. 3
14745-4 | Glucose [Moles/volume] in Body fluid | Roche | c501 (Cobas 6000) | GLUC3 (Glucose HK), 04404483 190
14745-4 | Glucose [Moles/volume] in Body fluid | Roche | c502 (Cobas 8000) | GLUC3 (Glucose HK), 04404483 190
14745-4 | Glucose [Moles/volume] in Body fluid | Roche | Cobas 6000 | GLUC3 / 04404483
14745-4 | Glucose [Moles/volume] in Body fluid | Roche | Integra 400 | GLUC3 / 04404483
14798-3 | Iron [Moles/volume] in Serum or Plasma | Roche | Cobas 8000 c-502 | IRON2 / Gen. 2
14798-3 | Iron [Moles/volume] in Serum or Plasma | Roche | c501 (Cobas 6000) | IRON2 (Iron Gen.2), 03183696 122
14798-3 | Iron [Moles/volume] in Serum or Plasma | Roche | c502 (Cobas 8000) | IRON2 (Iron Gen.2), 03183696 122
14798-3 | Iron [Moles/volume] in Serum or Plasma | Roche | Cobas 6000 | IRON2 / 03183696
14798-3 | Iron [Moles/volume] in Serum or Plasma | Roche | Cobas 8000 c-502 | IRON2
14798-3 | Iron [Moles/volume] in Serum or Plasma | Roche | Cobas Integra 400 plus | IRON2 gen.2 , 03183696122
14798-3 | Iron [Moles/volume] in Serum or Plasma | Roche | Integra 400 | IRON2 / 03183696
14879-1 | Phosphate [Moles/volume] in Serum or Plasma | Roche | Cobas 8000 c-702 | PHOS2 / Gen. 2
14879-1 | Phosphate [Moles/volume] in Serum or Plasma | Roche | c501 (Cobas 6000) | PHOS2, 03183793 122
14879-1 | Phosphate [Moles/volume] in Serum or Plasma | Roche | c502 (Cobas 8000) | PHOS2, 03183793 122
14879-1 | Phosphate [Moles/volume] in Serum or Plasma | Roche | Cobas 6000 | PHOS2 / 03183793
14879-1 | Phosphate [Moles/volume] in Serum or Plasma | Roche | Cobas Integra 400 plus | PHOS2 version 2, 03183793122
14879-1 | Phosphate [Moles/volume] in Serum or Plasma | Roche | Integra 400 | PHOS2 / 03183793
14927-8 | Triglyceride [Moles/volume] in Serum or Plasma | Roche | c501 (Cobas 6000) | TRIGL (Triglycerides), 20767107 322
14927-8 | Triglyceride [Moles/volume] in Serum or Plasma | Roche | c502 (Cobas 8000) | TRIGL (Triglycerides), 20767107 322
14927-8 | Triglyceride [Moles/volume] in Serum or Plasma | Roche | Cobas 6000 | TRIGL / 20767107
14927-8 | Triglyceride [Moles/volume] in Serum or Plasma | Roche | Cobas 8000 c-502 | TRIGL
14927-8 | Triglyceride [Moles/volume] in Serum or Plasma | Roche | Cobas c-502 | TRIGL
14927-8 | Triglyceride [Moles/volume] in Serum or Plasma | Roche | Cobas c-702 | TRIGL
14927-8 | Triglyceride [Moles/volume] in Serum or Plasma | Roche | Cobas Integra 400 plus | TRIGL, 20767107322
14927-8 | Triglyceride [Moles/volume] in Serum or Plasma | Roche | Integra 400 | TRIGL / 20767107
14933-6 | Urate [Moles/volume] in Serum or Plasma | Roche | Cobas 8000 c-502 | UA2 / Gen. 2
14933-6 | Urate [Moles/volume] in Serum or Plasma | Roche | c501 (Cobas 6000) | UA2 (Uric Acid ver.2), 031833807 190
14933-6 | Urate [Moles/volume] in Serum or Plasma | Roche | c502 (Cobas 8000) | UA2 (Uric Acid ver.2), 031833807 190
14933-6 | Urate [Moles/volume] in Serum or Plasma | Roche | Cobas 6000 | UA2 / 03183807
14933-6 | Urate [Moles/volume] in Serum or Plasma | Roche | Cobas 8000 c-702 | UA2 / Gen. 2
14933-6 | Urate [Moles/volume] in Serum or Plasma | Roche | Cobas Integra 400 plus | UA2, version 2 , 03183807190
14933-6 | Urate [Moles/volume] in Serum or Plasma | Roche | Integra 400 | UA2 / 03183807
14934-4 | Urate [Moles/volume] in Urine | Roche | Cobas 8000 c-502 | UA2-U/ Gen. 2
14934-4 | Urate [Moles/volume] in Urine | Roche | c502 (Cobas 8000) | UA2 (Uric Acid ver.2), 031833807 190
14934-4 | Urate [Moles/volume] in Urine | Roche | Cobas 6000 | UA2 / 03183807
14934-4 | Urate [Moles/volume] in Urine | Roche | Cobas 8000 c-702 | UA2 / Gen. 2
14934-4 | Urate [Moles/volume] in Urine | Roche | Integra 400 | UA2 / 03183807
1743-4 | Alanine aminotransferase [Enzymatic activity/volume] in Serum or Plasma by With P-5'-P | Roche | Cobas 8000 c-702 | ALTPM
1743-4 | Alanine aminotransferase [Enzymatic activity/volume] in Serum or Plasma by With P-5'-P | Roche | c501 (Cobas 6000) | ALTLP (Alanine aminotransférase selon l'IFCC avec activation par le pyridoxal phosphate), 04467388 190
1743-4 | Alanine aminotransferase [Enzymatic activity/volume] in Serum or Plasma by With P-5'-P | Roche | c502 (Cobas 8000) | ALTLP (Alanine aminotransférase selon l'IFCC avec activation par le pyridoxal phosphate), 04467388 190
1743-4 | Alanine aminotransferase [Enzymatic activity/volume] in Serum or Plasma by With P-5'-P | Roche | Cobas 6000 | ALTLP / 04467388
1743-4 | Alanine aminotransferase [Enzymatic activity/volume] in Serum or Plasma by With P-5'-P | Roche | Cobas Integra 400 plus | ALTL (Alanine Aminotransférase avec activation par le pyridoxal phosphate), 20764957322
1743-4 | Alanine aminotransferase [Enzymatic activity/volume] in Serum or Plasma by With P-5'-P | Roche | Integra 400 | ALTL / 20764957
1747-5 | Albumin [Mass/volume] in Body fluid | Roche | Cobas 8000 c-702 | ALB2
1747-5 | Albumin [Mass/volume] in Body fluid | Roche | c501 (Cobas 6000) | ALB2 (Albumin Gen.2), 03183688 122
1747-5 | Albumin [Mass/volume] in Body fluid | Roche | c502 (Cobas 8000) | ALB2 (Albumin Gen.2), 03183688 122
1747-5 | Albumin [Mass/volume] in Body fluid | Roche | Cobas 6000 | ALB2 / 03183688
1747-5 | Albumin [Mass/volume] in Body fluid | Roche | Cobas 8000 c-702 | ALBP Albumin BCP
1747-5 | Albumin [Mass/volume] in Body fluid | Roche | Integra 400 | ALB2 / 03183688
1988-5 | C reactive protein [Mass/volume] in Serum or Plasma | Roche | Cobas 8000 c-702 | CRPL3 / Gen. 3
1988-5 | C reactive protein [Mass/volume] in Serum or Plasma | Roche | c501 (Cobas 6000) | CRPLX (C-Reactive Protein (Latex), 20764930
1988-5 | C reactive protein [Mass/volume] in Serum or Plasma | Roche | c502 (Cobas 8000) | CRPL3 (C-Reactive Protein Gen.3) , 04956842 190
1988-5 | C reactive protein [Mass/volume] in Serum or Plasma | Roche | Cobas 6000 | CRPL3 / 04956842
1988-5 | C reactive protein [Mass/volume] in Serum or Plasma | Roche | Cobas 8000 c-702 | CRPL3 / Gen. 3
1988-5 | C reactive protein [Mass/volume] in Serum or Plasma | Roche | Cobas Integra 400 plus | CRPLX (latex), 20764930322
1988-5 | C reactive protein [Mass/volume] in Serum or Plasma | Roche | Integra 400 | CRPL3 / 04956842
2000-8 | Calcium [Moles/volume] in Serum or Plasma | Roche | Cobas 8000 c-702 | CA2 / Gen. 2
2000-8 | Calcium [Moles/volume] in Serum or Plasma | Roche | c501 (Cobas 6000) | CA2 (Calcium Gen.2), 05061482 190
2000-8 | Calcium [Moles/volume] in Serum or Plasma | Roche | c502 (Cobas 8000) | CA2 (Calcium Gen.2), 05061482 190
2000-8 | Calcium [Moles/volume] in Serum or Plasma | Roche | Cobas 6000 | CA2 / 05061482
2000-8 | Calcium [Moles/volume] in Serum or Plasma | Roche | Cobas 8000 c-502 | CA2 / Gen. 2
2000-8 | Calcium [Moles/volume] in Serum or Plasma | Roche | Cobas Integra 400 plus | CA2 Gen.2, 05061482190
2000-8 | Calcium [Moles/volume] in Serum or Plasma | Roche | Integra 400 | CA2 / 05061482
2004-0 | Calcium [Moles/volume] in Urine | Roche | Cobas 8000 c-702 | CA2 / Gen. 2
2004-0 | Calcium [Moles/volume] in Urine | Roche | c502 (Cobas 8000) | CA2 (Calcium Gen.2), 05061482 190
2004-0 | Calcium [Moles/volume] in Urine | Roche | Cobas 6000 | CA2 / 05061482
2004-0 | Calcium [Moles/volume] in Urine | Roche | Cobas 8000 c-502 | CA2 / Gen. 2
2004-0 | Calcium [Moles/volume] in Urine | Roche | Integra 400 | CA2 / 05061482
2075-0 | Chloride [Moles/volume] in Serum or Plasma | Roche | Cobas 8000 ISE | Cl
2075-0 | Chloride [Moles/volume] in Serum or Plasma | Roche | Cobas 6000 | ISE indirect Gen 2 / 03246353
2075-0 | Chloride [Moles/volume] in Serum or Plasma | Roche | Integra 400 | ISE indirect Gen 2 / 03246353
2075-0 | Chloride [Moles/volume] in Serum or Plasma | Roche | ISE | ISE indirect Na-K-Cl for Gen.2
2075-0 | Chloride [Moles/volume] in Serum or Plasma | Roche | ISE
2157-6 | Creatine kinase [Enzymatic activity/volume] in Serum or Plasma | Roche | c501 (Cobas 6000) | CK (Creatine Kinase), 07190794 190
2157-6 | Creatine kinase [Enzymatic activity/volume] in Serum or Plasma | Roche | c502 (Cobas 8000) | CK (Creatine Kinase), 07190794 190
2157-6 | Creatine kinase [Enzymatic activity/volume] in Serum or Plasma | Roche | Cobas 6000 | CK / 07190794
2157-6 | Creatine kinase [Enzymatic activity/volume] in Serum or Plasma | Roche | Cobas 8000 c-502 | CK
2157-6 | Creatine kinase [Enzymatic activity/volume] in Serum or Plasma | Roche | Cobas 8000 c-702 | CK
2157-6 | Creatine kinase [Enzymatic activity/volume] in Serum or Plasma | Roche | Cobas 8000 c-702 | CK
2157-6 | Creatine kinase [Enzymatic activity/volume] in Serum or Plasma | Roche | Cobas Integra 400 plus | CK, 07190794190
2157-6 | Creatine kinase [Enzymatic activity/volume] in Serum or Plasma | Roche | Integra 400 | CK / 07190794
22664-7 | Urea [Moles/volume] in Serum or Plasma | Roche | Cobas 8000 c-702 | UREAL
22664-7 | Urea [Moles/volume] in Serum or Plasma | Roche | c501 (Cobas 6000) | UREAL (Urea/BUN), 04460715 190
22664-7 | Urea [Moles/volume] in Serum or Plasma | Roche | c502 (Cobas 8000) | UREAL (Urea/BUN), 04460715 190
22664-7 | Urea [Moles/volume] in Serum or Plasma | Roche | Cobas 6000 | UREAL / 04460715
22664-7 | Urea [Moles/volume] in Serum or Plasma | Roche | Cobas Integra 400 plus | UREAL, 04460715190
22664-7 | Urea [Moles/volume] in Serum or Plasma | Roche | Integra 400 | UREAL / 04460715
22700-9 | Urea [Moles/volume] in Urine | Roche | Cobas 8000 c-702 | UREAL
22700-9 | Urea [Moles/volume] in Urine | Roche | c501 (Cobas 6000) | UREAL (Urea/BUN), 04460715 190
22700-9 | Urea [Moles/volume] in Urine | Roche | c502 (Cobas 8000) | UREAL (Urea/BUN), 04460715 190
22700-9 | Urea [Moles/volume] in Urine | Roche | Cobas 6000 | UREAL / 04460715
22700-9 | Urea [Moles/volume] in Urine | Roche | Integra 400 | UREAL / 04460715
2276-4 | Ferritin [Mass/volume] in Serum or Plasma | Roche | Cobas 6000 | Ferritin / 04491785
2276-4 | Ferritin [Mass/volume] in Serum or Plasma | Roche | Cobas 8000 c-502 | FERR4 / Gen. 4
2276-4 | Ferritin [Mass/volume] in Serum or Plasma | Roche | Cobas 8000 c-702 | FERR4 / Gen. 4
2276-4 | Ferritin [Mass/volume] in Serum or Plasma | Roche | Cobas 8000 e 801 | Elecsys Ferritin
2276-4 | Ferritin [Mass/volume] in Serum or Plasma | Roche | Cobas e411 | Ferritin / 04491785
2276-4 | Ferritin [Mass/volume] in Serum or Plasma | Roche | e411 (Cobas 4000) | Ferritin, 03737551 190
2276-4 | Ferritin [Mass/volume] in Serum or Plasma | Roche | e601 (Cobas 6000) | Ferritin, 03737551 190
2276-4 | Ferritin [Mass/volume] in Serum or Plasma | Roche | e801 (Cobas 8000) | Elecsys Ferritin, 07027273190
2276-4 | Ferritin [Mass/volume] in Serum or Plasma | Roche | Integra 400 | Ferritin / 04491785
2324-2 | Gamma glutamyl transferase [Enzymatic activity/volume] in Serum or Plasma | Roche | Cobas 8000 c-702 | GGT-2 / Gen. 2
2324-2 | Gamma glutamyl transferase [Enzymatic activity/volume] in Serum or Plasma | Roche | c501 (Cobas 6000) | GGT-2 (y-Glutamyltransférase ver.2 Standardisation IFCC /Szasz), 03002721 122
2324-2 | Gamma glutamyl transferase [Enzymatic activity/volume] in Serum or Plasma | Roche | c502 (Cobas 8000) | GGT-2 (y-Glutamyltransférase ver.2 Standardisation IFCC /Szasz), 03002721 122
2324-2 | Gamma glutamyl transferase [Enzymatic activity/volume] in Serum or Plasma | Roche | Cobas 6000 | GGT2 / 03002721
2324-2 | Gamma glutamyl transferase [Enzymatic activity/volume] in Serum or Plasma | Roche | Cobas 8000 c-702 | GGT-2 / Ver. 2
2324-2 | Gamma glutamyl transferase [Enzymatic activity/volume] in Serum or Plasma | Roche | Cobas Integra 400 plus | GGT-2 version 2 Standardisation IFCC, 03002721122
2324-2 | Gamma glutamyl transferase [Enzymatic activity/volume] in Serum or Plasma | Roche | Integra 400 | GGT2 / 03002721
2520-5 | Lactate [Moles/volume] in Cerebral spinal fluid | Roche | Cobas 8000 c-502 | LACT2 / Gen. 2
2520-5 | Lactate [Moles/volume] in Cerebral spinal fluid | Radiometer | ABL 825 FLEX | Lactat-Electrode
2520-5 | Lactate [Moles/volume] in Cerebral spinal fluid | Roche | c502 (Cobas 8000) | LACT2 (Lactate Gen.2), 03183700 190
2520-5 | Lactate [Moles/volume] in Cerebral spinal fluid | Roche | Cobas 6000 | LACT2 / 03183700
2520-5 | Lactate [Moles/volume] in Cerebral spinal fluid | Roche | Integra 400 | LACT2 / 03183700
25386-4 | Creatinine [Moles/volume] in Body fluid | Roche | Cobas 8000 c-702 | CREJ2 / Gen.2
25386-4 | Creatinine [Moles/volume] in Body fluid | Roche | c501 (Cobas 6000) | CREJ2 (Creatinine Jaffé Gen.2), 04810716 190
25386-4 | Creatinine [Moles/volume] in Body fluid | Roche | c502 (Cobas 8000) | CREJ2 (Creatinine Jaffé Gen.2), 04810716 190
25386-4 | Creatinine [Moles/volume] in Body fluid | Roche | Cobas 6000 | CREJ2 / 04810716
25386-4 | Creatinine [Moles/volume] in Body fluid | Roche | Cobas 8000 c-702 | CREP2 / Gen.2 (enzymat.)
25386-4 | Creatinine [Moles/volume] in Body fluid | Roche | Integra 400 | CREJ2 / 04810716
25549-7 | Urea [Moles/volume] in Body fluid | Roche | Cobas 8000 c-702 | UREAL
25549-7 | Urea [Moles/volume] in Body fluid | Roche | c502 (Cobas 8000) | UREAL (Urea/BUN), 04460715 190
25549-7 | Urea [Moles/volume] in Body fluid | Roche | Cobas 6000 | UREAL / 04460715
25549-7 | Urea [Moles/volume] in Body fluid | Roche | Integra 400 | UREAL / 04460715
2598-1 | Magnesium [Moles/volume] in Urine | Roche | Cobas 8000 c-702 | MG-2 / Gen. 2
2598-1 | Magnesium [Moles/volume] in Urine | Roche | c502 (Cobas 8000) | MG2 (Magnesium Gen.2), 06481647 190
2598-1 | Magnesium [Moles/volume] in Urine | Roche | Cobas 6000 | MG2 / 06481647
2598-1 | Magnesium [Moles/volume] in Urine | Roche | Cobas 8000 c-702 | MG2 / Gen. 2
2598-1 | Magnesium [Moles/volume] in Urine | Roche | Integra 400 | MG2 / 06481647
2601-3 | Magnesium [Moles/volume] in Serum or Plasma | Roche | Cobas 8000 c-702 | MG-2 / Gen. 2
2601-3 | Magnesium [Moles/volume] in Serum or Plasma | Roche | c501 (Cobas 6000) | MG2 (Magnesium Gen.2), 06481647 190
2601-3 | Magnesium [Moles/volume] in Serum or Plasma | Roche | c502 (Cobas 8000) | MG2 (Magnesium Gen.2), 06481647 190
2601-3 | Magnesium [Moles/volume] in Serum or Plasma | Roche | Cobas 6000 | MG2 / 06481647
2601-3 | Magnesium [Moles/volume] in Serum or Plasma | Roche | Cobas 8000 c-702 | MG2 / Gen. 2
2601-3 | Magnesium [Moles/volume] in Serum or Plasma | Roche | Cobas Integra 400 plus | MG, 20737593322
2601-3 | Magnesium [Moles/volume] in Serum or Plasma | Roche | Integra 400 | MG2 / 06481647
2823-3 | Potassium [Moles/volume] in Serum or Plasma | Roche | Cobas 8000 ISE | K
2823-3 | Potassium [Moles/volume] in Serum or Plasma | Roche | Cobas 6000 | ISE indirect Gen 2 / 10825441
2823-3 | Potassium [Moles/volume] in Serum or Plasma | Roche | Integra 400 | ISE indirect Gen 2 / 10825441
2823-3 | Potassium [Moles/volume] in Serum or Plasma | Roche | ISE | ISE indirect Na-K-Cl for Gen.2
2828-2 | Potassium [Moles/volume] in Urine | Roche | Cobas 8000 ISE | K
2828-2 | Potassium [Moles/volume] in Urine | Roche | Cobas 6000 | ISE indirect Gen 2 / 10825441
2828-2 | Potassium [Moles/volume] in Urine | Roche | Integra 400 | ISE indirect Gen 2 / 10825441
2828-2 | Potassium [Moles/volume] in Urine | Roche | ISE | ISE indirect Na-K-Cl for Gen.2
2880-3 | Protein [Mass/volume] in Cerebral spinal fluid | Roche | Cobas 8000 c-502 | Randox Kit : rouge pyrrogalol
2880-3 | Protein [Mass/volume] in Cerebral spinal fluid | Roche | c501 (Cobas 6000) | TPUC3 (Total Protein Urine/CSF Gen.3), 03333825 190
2880-3 | Protein [Mass/volume] in Cerebral spinal fluid | Roche | c502 (Cobas 8000) | TPUC3 (Total Protein Urine/CSF Gen.3), 03333825 190
2880-3 | Protein [Mass/volume] in Cerebral spinal fluid | Roche | Cobas 6000 | TPUC3 / 03333825
2880-3 | Protein [Mass/volume] in Cerebral spinal fluid | Roche | Cobas 8000 c-502 | TPUC3
2880-3 | Protein [Mass/volume] in Cerebral spinal fluid | Roche | Integra 400 | TPUC3 / 03333825
2881-1 | Protein [Mass/volume] in Body fluid | Roche | Cobas 8000 c-502 | TP2 / Gen. 2
2881-1 | Protein [Mass/volume] in Body fluid | Roche | c502 (Cobas 8000) | TPUC3 (Total Protein Urine/CSF Gen.3), 03333825 190
2881-1 | Protein [Mass/volume] in Body fluid | Roche | Cobas 6000 | TP2 / 03183734
2881-1 | Protein [Mass/volume] in Body fluid | Roche | Cobas 8000 c-702 | TP2 / Gen. 2
2881-1 | Protein [Mass/volume] in Body fluid | Roche | Integra 400 | TP2 / 03183734
2885-2 | Protein [Mass/volume] in Serum or Plasma | Roche | Cobas 8000 c-502 | TP2 / Gen. 2
2885-2 | Protein [Mass/volume] in Serum or Plasma | Roche | c501 (Cobas 6000) | TP2 (Total protein Gen.2), 03183734 190
2885-2 | Protein [Mass/volume] in Serum or Plasma | Roche | c502 (Cobas 8000) | TP2 (Total protein Gen.2), 03183734 190
2885-2 | Protein [Mass/volume] in Serum or Plasma | Roche | Cobas 6000 | TP2 / 03183734
2885-2 | Protein [Mass/volume] in Serum or Plasma | Roche | Cobas 8000 c-702 | TP2 / Gen. 2
2885-2 | Protein [Mass/volume] in Serum or Plasma | Roche | Cobas Integra 400 plus | TP2 Gen.2 , 03183734190
2885-2 | Protein [Mass/volume] in Serum or Plasma | Roche | Integra 400 | TP2 / 03183734
2888-6 | Protein [Mass/volume] in Urine | Roche | Cobas 8000 c-502 | Randox Kit : rouge pyrrogalol
2888-6 | Protein [Mass/volume] in Urine | Roche | c502 (Cobas 8000) | TPUC3 (Total Protein Urine/CSF Gen.3), 03333825 190
2888-6 | Protein [Mass/volume] in Urine | Roche | Cobas 6000 | TPUC3 / 03333825
2888-6 | Protein [Mass/volume] in Urine | Roche | Cobas 8000 c-502 | TPUC3
2888-6 | Protein [Mass/volume] in Urine | Roche | Cobas Integra 400 plus | TPUC3 Gen.3 , 03333825
2888-6 | Protein [Mass/volume] in Urine | Roche | Integra 400 | TPUC3 / 03333825
2951-2 | Sodium [Moles/volume] in Serum or Plasma | Roche | Cobas 8000 ISE | Na
2951-2 | Sodium [Moles/volume] in Serum or Plasma | Roche | Cobas 6000 | ISE indirect Gen 2 / 10825468
2951-2 | Sodium [Moles/volume] in Serum or Plasma | Roche | Cobas 8000 ISE
2951-2 | Sodium [Moles/volume] in Serum or Plasma | Roche | Cobas Integra 400 plus | ISE direct (Na, K, Cl, Li)
2951-2 | Sodium [Moles/volume] in Serum or Plasma | Roche | Integra 400 | ISE indirect Gen 2 / 10825468
2951-2 | Sodium [Moles/volume] in Serum or Plasma | Roche | ISE | ISE indirect Na-K-Cl for Gen.2
2955-3 | Sodium [Moles/volume] in Urine | Roche | Cobas 8000 ISE | Na
2955-3 | Sodium [Moles/volume] in Urine | Roche | Cobas 6000 | ISE indirect Gen 2 / 10825468
2955-3 | Sodium [Moles/volume] in Urine | Roche | Cobas 8000 ISE
2955-3 | Sodium [Moles/volume] in Urine | Roche | Integra 400 | ISE indirect Gen 2 / 10825468
2955-3 | Sodium [Moles/volume] in Urine | Roche | ISE | ISE indirect Na-K-Cl for Gen.2
29765-5 | Cholesterol [Moles/volume] in Body fluid | Roche | c502 (Cobas 8000) | CHOL2 (Cholesterol Gen.2), 03039773
29765-5 | Cholesterol [Moles/volume] in Body fluid | Roche | Cobas 6000 | CHOL2 / 03039773
29765-5 | Cholesterol [Moles/volume] in Body fluid | Roche | Cobas 8000 c-502 | CHOL2 / Gen. 2
29765-5 | Cholesterol [Moles/volume] in Body fluid | Roche | Cobas 8000 c-503 | CHOL2 / Gen. 2
29765-5 | Cholesterol [Moles/volume] in Body fluid | Roche | Cobas 8000 c-702 | CHOL2 / Gen. 2
29765-5 | Cholesterol [Moles/volume] in Body fluid | Roche | Integra 400 | CHOL2 / 03039773
29766-3 | Triglyceride [Moles/volume] in Body fluid | Roche | c502 (Cobas 8000) | TRIGL (Triglycerides), 20767107 322
29766-3 | Triglyceride [Moles/volume] in Body fluid | Roche | Cobas 6000 | TRIGL / 20767107
29766-3 | Triglyceride [Moles/volume] in Body fluid | Roche | Cobas 8000 c-502 | TRIGL
29766-3 | Triglyceride [Moles/volume] in Body fluid | Roche | Cobas c-502 | TRIGL
29766-3 | Triglyceride [Moles/volume] in Body fluid | Roche | Cobas c-702 | TRIGL
29766-3 | Triglyceride [Moles/volume] in Body fluid | Roche | Integra 400 | TRIGL / 20767107
30239-8 | Aspartate aminotransferase [Enzymatic activity/volume] in Serum or Plasma by With P-5'-P | Roche | Cobas 8000 c-702 | ASTPM
30239-8 | Aspartate aminotransferase [Enzymatic activity/volume] in Serum or Plasma by With P-5'-P | Roche | c501 (Cobas 6000) | ASTLP (Aspartate Aminotransférase selon l'IFCC avec activation par le pyridoxal phosphate), 04467493 190
30239-8 | Aspartate aminotransferase [Enzymatic activity/volume] in Serum or Plasma by With P-5'-P | Roche | c502 (Cobas 8000) | ASTLP (Aspartate Aminotransférase selon l'IFCC avec activation par le pyridoxal phosphate), 04467493 190
30239-8 | Aspartate aminotransferase [Enzymatic activity/volume] in Serum or Plasma by With P-5'-P | Roche | Cobas 6000 | ASTLP / 04467493
30239-8 | Aspartate aminotransferase [Enzymatic activity/volume] in Serum or Plasma by With P-5'-P | Roche | Cobas Integra 400 plus | ASTL avec activation par le pyridoxal phosphate, 20764949322
30239-8 | Aspartate aminotransferase [Enzymatic activity/volume] in Serum or Plasma by With P-5'-P | Roche | Integra 400 | ASTL / 20764949
3040-3 | Lipase [Enzymatic activity/volume] in Serum or Plasma | Roche | Cobas 8000 c-502 | LIPC
3040-3 | Lipase [Enzymatic activity/volume] in Serum or Plasma | Roche | c501 (Cobas 6000) | LIPC (Lipase colorimetric assay), 03029590 322
3040-3 | Lipase [Enzymatic activity/volume] in Serum or Plasma | Roche | c502 (Cobas 8000) | LIPC (Lipase colorimetric assay), 03029590 322
3040-3 | Lipase [Enzymatic activity/volume] in Serum or Plasma | Roche | Cobas 6000 | LIPC / 03029590
3040-3 | Lipase [Enzymatic activity/volume] in Serum or Plasma | Roche | Cobas Integra 400 plus | LIPC colorimétrique, 03029590322
3040-3 | Lipase [Enzymatic activity/volume] in Serum or Plasma | Roche | Integra 400 | LIPC / 03029590
33762-6 | Natriuretic peptide.B prohormone N-Terminal [Mass/volume] in Serum or Plasma | Roche | Cobas 8000 e 801 | Elecsys proBNP II (PBNP)
33762-6 | Natriuretic peptide.B prohormone N-Terminal [Mass/volume] in Serum or Plasma | Roche | Cobas 6000 | proBNP II / 04842464
33762-6 | Natriuretic peptide.B prohormone N-Terminal [Mass/volume] in Serum or Plasma | Roche | Cobas 8000 e 801 | Elecsys proBNP II
33762-6 | Natriuretic peptide.B prohormone N-Terminal [Mass/volume] in Serum or Plasma | Roche | e411 (Cobas 4000) | proBNP II, 04842464 190
33762-6 | Natriuretic peptide.B prohormone N-Terminal [Mass/volume] in Serum or Plasma | Roche | e601 (Cobas 6000) | proBNP II, 04842464 190
33762-6 | Natriuretic peptide.B prohormone N-Terminal [Mass/volume] in Serum or Plasma | Roche | e801 (Cobas 8000) | Elecsys proBNP II, 07027664190
33959-8 | Procalcitonin [Mass/volume] in Serum or Plasma | Roche | Cobas 8000 e 801 | Elecsys BRAHMS PCT (PCT)
33959-8 | Procalcitonin [Mass/volume] in Serum or Plasma | BioMérieux | Vidas | VIDAS BRAHMS PROCALCITONIN 60T, ref 30450
33959-8 | Procalcitonin [Mass/volume] in Serum or Plasma | Diasorin | Liaison XL | Liaison BRAHMS PCT II GEN
33959-8 | Procalcitonin [Mass/volume] in Serum or Plasma | Roche | Cobas 6000 | Elecsys BRAHMS PCT / 05056888
67151-1 | Troponin T.cardiac [Mass/volume] in Serum or Plasma by Detection limit <= 5 ng/L | Roche | Cobas 8000 e 801 | Elecsys Troponin T hs (TNTHS)
67151-1 | Troponin T.cardiac [Mass/volume] in Serum or Plasma by Detection limit <= 5 ng/L | Roche | Cobas 6000 | Troponin T hs STAT / 05092728
67151-1 | Troponin T.cardiac [Mass/volume] in Serum or Plasma by Detection limit <= 5 ng/L | Roche | Cobas 8000 e 801 | Elecsys Troponin T hs
67151-1 | Troponin T.cardiac [Mass/volume] in Serum or Plasma by Detection limit <= 5 ng/L | Roche | e411 (Cobas 4000) | Troponin T hs STAT, 05092728 190
67151-1 | Troponin T.cardiac [Mass/volume] in Serum or Plasma by Detection limit <= 5 ng/L | Roche | e601 (Cobas 6000) | Troponin T hs STAT, 05092728 190
67151-1 | Troponin T.cardiac [Mass/volume] in Serum or Plasma by Detection limit <= 5 ng/L | Roche | e801 (Cobas 8000) | Elecsys Troponin T hs, 07028075190
6768-6 | Alkaline phosphatase [Enzymatic activity/volume] in Serum or Plasma | Roche | c501 (Cobas 6000) | ALP2 (Alkaline Ohosphatase acc to IFCC Gen.2), 03333752 190
6768-6 | Alkaline phosphatase [Enzymatic activity/volume] in Serum or Plasma | Roche | c502 (Cobas 8000) | ALP2 (Alkaline Ohosphatase acc to IFCC Gen.2), 03333752 190
6768-6 | Alkaline phosphatase [Enzymatic activity/volume] in Serum or Plasma | Roche | Cobas 6000 | ALP2L / 03333701
6768-6 | Alkaline phosphatase [Enzymatic activity/volume] in Serum or Plasma | Roche | Cobas 8000 c-502 | ALP2 / Gen. 2
6768-6 | Alkaline phosphatase [Enzymatic activity/volume] in Serum or Plasma | Roche | Cobas 8000 c-502 | ALP2L / Gen. 2
6768-6 | Alkaline phosphatase [Enzymatic activity/volume] in Serum or Plasma | Roche | Cobas 8000 c-702 | ALP2 / Gen. 2
6768-6 | Alkaline phosphatase [Enzymatic activity/volume] in Serum or Plasma | Roche | Cobas Integra 400 plus | ALP2 IFCC 2ème génération, 03333752190
6768-6 | Alkaline phosphatase [Enzymatic activity/volume] in Serum or Plasma | Roche | Integra 400 | ALP2S / 03333752

## Unique LOINC any center
LOINC | LONG_COMMON_NAME
10333-3 | Appearance of Cerebral spinal fluid
10334-1 | Cancer Ag 125 [Units/volume] in Serum or Plasma
10535-3 | Digoxin [Mass/volume] in Serum or Plasma
10835-7 | Lipoprotein a [Mass/volume] in Serum or Plasma
10886-0 | Prostate Specific Ag Free [Mass/volume] in Serum or Plasma
11140-1 | Metanephrine [Moles/time] in 24 hour Urine
11210-2 | Cancer Ag 125 [Units/volume] in Body fluid
11555-0 | Base excess in Blood by calculation
11556-8 | Oxygen [Partial pressure] in Blood
11557-6 | Carbon dioxide [Partial pressure] in Blood
11558-4 | pH of Blood
11559-2 | Fractional oxyhemoglobin in Blood
12248-1 | Epithelial cells.renal [Presence] in Urine sediment by Light microscopy
12258-0 | Epithelial cells.squamous [Presence] in Urine sediment by Light microscopy
12515-3 | Carcinoembryonic Ag [Mass/volume] in Body fluid
12736-5 | Hyaluronate [Mass/volume] in Serum or Plasma
12843-9 | Protein [Mass/volume] in Peritoneal dialysis fluid
12851-2 | Protein Fractions [Interpretation] in Serum or Plasma by Electrophoresis
13561-6 | Gentamicin [Mass/volume] in Cerebral spinal fluid
13586-3 | Vancomycin [Mass/volume] in Cerebral spinal fluid
13965-9 | Homocysteine [Moles/volume] in Serum or Plasma
13969-1 | Creatine kinase.MB [Mass/volume] in Serum or Plasma
14165-5 | Lactate [Moles/volume] in Body fluid
14316-4 | Benzodiazepines [Presence] in Urine by Screen method
14334-7 | Lithium [Moles/volume] in Serum or Plasma
1434-0 | Cortisol [Mass/volume] in Serum or Plasma --8 hours post 1 mg dexamethasone PO overnight
14567-2 | 11-Deoxycortisol [Moles/volume] in Serum or Plasma
14569-8 | 17-Hydroxyprogesterone [Moles/volume] in Serum or Plasma
14586-2 | Aldosterone [Moles/volume] in Serum or Plasma
14590-4 | Alpha tocopherol [Moles/volume] in Serum or Plasma
14603-5 | Androstenedione [Moles/volume] in Serum or Plasma
14622-5 | Ascorbate [Moles/volume] in Serum or Plasma
14628-2 | Bile acid [Moles/volume] in Serum
14629-0 | Bilirubin.direct [Moles/volume] in Serum or Plasma
14639-9 | Carbamazepine [Moles/volume] in Serum or Plasma
14650-6 | Citrate [Moles/time] in 24 hour Urine
14666-2 | Copper [Moles/time] in 24 hour Urine
14674-6 | Corticotropin [Moles/volume] in Plasma
14676-1 | Cortisol Free [Moles/time] in 24 hour Urine
14681-1 | Creatinine [Moles/volume] in Peritoneal dialysis fluid
14688-6 | Dehydroepiandrosterone sulfate (DHEA-S) [Moles/volume] in Serum or Plasma
14698-5 | Digoxin [Moles/volume] in Serum or Plasma
14703-3 | Dopamine [Moles/volume] in Serum or Plasma
14711-6 | Epinephrine [Moles/volume] in Plasma
14712-4 | Epinephrine [Moles/time] in 24 hour Urine
14731-4 | Folate [Moles/volume] in Red Blood Cells
14743-9 | Glucose [Moles/volume] in Capillary blood by Glucometer
14746-2 | Glucose [Moles/volume] in Peritoneal dialysis fluid
14783-5 | Homovanillate [Moles/time] in 24 hour Urine
14799-1 | Iron [Moles/time] in 24 hour Urine
14802-3 | Isopropanol [Moles/volume] in Serum or Plasma
14805-6 | Lactate dehydrogenase [Enzymatic activity/volume] in Serum or Plasma by Pyruvate to lactate reaction
14807-2 | Lead [Moles/volume] in Blood
14836-1 | Methotrexate [Moles/volume] in Serum or Plasma
14852-8 | Norepinephrine [Moles/volume] in Plasma
14854-4 | Norepinephrine [Moles/time] in 24 hour Urine
14874-2 | Phenobarbital [Moles/volume] in Serum or Plasma
14877-5 | Phenytoin [Moles/volume] in Serum or Plasma
14887-4 | Primidone [Moles/volume] in Serum or Plasma
14905-4 | Retinol [Moles/volume] in Serum or Plasma
14913-8 | Testosterone [Moles/volume] in Serum or Plasma
14915-3 | Theophylline [Moles/volume] in Serum or Plasma
14947-6 | Vanillylmandelate [Moles/time] in 24 hour Urine
14957-5 | Microalbumin [Mass/volume] in Urine
15044-1 | Cortisol Free [Moles/volume] in Serum or Plasma
15050-8 | Creatinine [Moles/volume] in Amniotic fluid
15059-9 | Dopamine [Moles/time] in 24 hour Urine
15060-7 | Enolase.neuron specific [Mass/volume] in Serum or Plasma
15066-4 | Fatty acids.nonesterified [Moles/volume] in Serum or Plasma
15067-2 | Follitropin [Units/volume] in Serum or Plasma
15069-8 | Fructosamine [Moles/volume] in Serum or Plasma
15077-1 | Glucose [Moles/time] in 24 hour Urine
15083-9 | Normetanephrine [Moles/time] in 24 hour Urine
15086-2 | Oxalate [Moles/volume] in Urine
15114-2 | Arsenic [Moles/volume] in Blood
15119-1 | Cobalt [Moles/volume] in Blood
15148-0 | Alkaline phosphatase [Enzymatic activity/volume] in Body fluid
15149-8 | Ammonia [Moles/volume] in Body fluid
15212-4 | Lipase [Enzymatic activity/volume] in Body fluid
1614-7 | Prolactin [Mass/volume] in Serum or Plasma --30 minutes post dose TRH IV
16362-6 | Ammonia [Moles/volume] in Plasma
16503-5 | C reactive protein [Mass/volume] in Body fluid
1677-4 | Alpha hydroxybutyrate dehydrogenase [Enzymatic activity/volume] in Serum or Plasma
1695-6 | 5-Hydroxyindoleacetate [Mass/time] in 24 hour Urine
17086-0 | Lithium [Mass/volume] in Body fluid
17433-4 | pH of Unspecified specimen
1745-9 | Albumin [Mass/volume] in Amniotic fluid
17496-1 | Alpha 1 globulin [Mass/volume] in Body fluid by Electrophoresis
17497-9 | Alpha 2 globulin [Mass/volume] in Body fluid by Electrophoresis
17498-7 | Beta globulin [Mass/volume] in Body fluid by Electrophoresis
17499-5 | Gamma globulin [Mass/volume] in Body fluid by Electrophoresis
17516-6 | Renin [Enzymatic activity/volume] in Plasma --supine
17838-4 | Alkaline phosphatase.bone [Mass/volume] in Serum or Plasma
17858-2 | Gamma glutamyl transferase [Enzymatic activity/volume] in Body fluid
1805-1 | Amylase.pancreatic [Enzymatic activity/volume] in Serum or Plasma
18182-6 | Osmolality of Serum or Plasma by calculation
1832-5 | Alpha-1-Fetoprotein [Mass/volume] in Amniotic fluid
18337-6 | Hydroxyitraconazole [Mass/volume] in Serum or Plasma
1835-8 | Alpha-2-Macroglobulin [Mass/volume] in Serum or Plasma
1869-7 | Apolipoprotein A-I [Mass/volume] in Serum or Plasma
19176-7 | Alpha-1-Fetoprotein [Units/volume] in Serum or Plasma
19180-9 | Choriogonadotropin.beta subunit free [Units/volume] in Serum or Plasma
1919-0 | Aspartate aminotransferase [Enzymatic activity/volume] in Body fluid
19270-8 | Barbiturates [Presence] in Urine by Screen method
19295-5 | Opiates [Presence] in Urine by Screen method
19312-8 | Tricyclic antidepressants [Presence] in Urine by Screen method
19343-3 | Amphetamine [Presence] in Urine by Screen method
19346-6 | Amphetamine [Mass/volume] in Urine
19359-9 | Cocaine [Presence] in Urine by Screen method
19550-3 | Methadone [Presence] in Urine by Screen method
19554-5 | Methamphetamine [Presence] in Urine by Screen method
1959-6 | Bicarbonate [Moles/volume] in Blood
19659-2 | Phencyclidine [Presence] in Urine by Screen method
1994-3 | Calcium.ionized [Moles/volume] in Blood
1998-4 | Calcium [Moles/volume] in Dialysis fluid
2039-6 | Carcinoembryonic Ag [Mass/volume] in Serum or Plasma
20563-3 | Carboxyhemoglobin/Hemoglobin.total in Blood
20564-1 | Oxygen saturation in Blood
20578-1 | Vancomycin [Mass/volume] in Serum or Plasma
2064-4 | Ceruloplasmin [Mass/volume] in Serum or Plasma
2068-5 | Chloride [Moles/volume] in Amniotic fluid
2071-9 | Chloride [Moles/volume] in Dialysis fluid
2077-6 | Chloride [Moles/volume] in Sweat
2098-2 | Cholinesterase [Enzymatic activity/volume] in Serum or Plasma
2112-1 | Choriogonadotropin.beta subunit (pregnancy test) [Presence] in Urine
21198-7 | Choriogonadotropin.beta subunit [Units/volume] in Serum or Plasma
21572-3 | Transferrin.carbohydrate deficient.asialo/Transferrin.total in Serum or Plasma
21573-1 | Transferrin.carbohydrate deficient.disialo/Transferrin.total in Serum or Plasma
2191-5 | Dehydroepiandrosterone sulfate (DHEA-S) [Mass/volume] in Serum or Plasma
22735-5 | Bicarbonate [Moles/volume] in Unspecified specimen
22749-6 | Amylase.pancreatic [Enzymatic activity/volume] in Urine
2350-7 | Glucose [Mass/volume] in Urine
24108-3 | Cancer Ag 19-9 [Units/volume] in Serum or Plasma
2483-6 | Insulin-like growth factor binding protein 3 [Mass/volume] in Serum or Plasma
2484-4 | Insulin-like growth factor-I [Mass/volume] in Serum or Plasma
25157-9 | Epithelial casts [Presence] in Urine sediment by Light microscopy
25158-7 | Oval fat bodies (globules) [Presence] in Urine sediment by Light microscopy
25159-5 | Fatty casts [Presence] in Urine sediment by Light microscopy
25170-2 | Mercury [Moles/volume] in Blood
2522-1 | Lactate [Moles/volume] in Pleural fluid
2525-4 | Lactate [Moles/volume] in Synovial fluid
2527-0 | Lactate dehydrogenase [Enzymatic activity/volume] in Amniotic fluid
25302-1 | Alanine aminotransferase [Enzymatic activity/volume] in Body fluid
25374-0 | Chromium [Moles/volume] in Serum or Plasma
25381-5 | Corticosterone [Moles/volume] in Serum or Plasma
25433-4 | Free Hemoglobin [Moles/volume] in Plasma
25458-1 | Lamotrigine [Moles/volume] in Serum or Plasma
25473-0 | Metanephrine [Moles/volume] in Serum or Plasma
25486-2 | Nickel [Moles/volume] in Serum or Plasma
25489-6 | Normetanephrine [Moles/volume] in Serum or Plasma
25501-8 | Phosphate [Moles/volume] in Body fluid
2550-2 | Lactate/Pyruvate [Molar ratio] in Blood
25564-6 | Bilirubin.direct [Moles/volume] in Body fluid
25641-2 | Follitropin [Units/volume] in Serum or Plasma --1 hour post 100 ug lutenizing releasing hormone IV
25643-8 | Follitropin [Units/volume] in Serum or Plasma --2 hours post 100 ug lutenizing releasing hormone IV
25645-3 | Follitropin [Units/volume] in Serum or Plasma --30 minutes post 100 ug lutenizing releasing hormone IV
25718-8 | Lutropin [Units/volume] in Serum or Plasma --1 hour post 100 ug lutenizing releasing hormone IV
25719-6 | Lutropin [Units/volume] in Serum or Plasma --2 hours post 100 ug lutenizing releasing hormone IV
25720-4 | Lutropin [Units/volume] in Serum or Plasma --30 minutes post 100 ug lutenizing releasing hormone IV
25879-8 | Copper [Moles/volume] in 24 hour Urine
25909-3 | Epinephrine/Creatinine [Molar ratio] in 24 hour Urine
2614-6 | Methemoglobin/Hemoglobin.total in Blood
2639-3 | Myoglobin [Mass/volume] in Serum or Plasma
26536-3 | Cortisol [Moles/volume] in Serum or Plasma --1 hour post dose corticotropin
2685-6 | Alpha-1-acid glycoprotein [Mass/volume] in Serum or Plasma
26924-1 | Cancer Ag 19-9 [Units/volume] in Body fluid
2694-8 | Osmolality of 24 hour Urine
2696-3 | Osmolality of Unspecified specimen
2697-1 | Osteocalcin [Mass/volume] in Serum or Plasma
2731-8 | Parathyrin.intact [Mass/volume] in Serum or Plasma
2742-5 | Angiotensin converting enzyme [Enzymatic activity/volume] in Serum or Plasma
2756-5 | pH of Urine
27977-8 | Norepinephrine/Creatinine [Molar ratio] in 24 hour Urine
2809-2 | Porphobilinogen [Presence] in Urine
2820-9 | Potassium [Moles/volume] in Dialysis fluid
2842-3 | Prolactin [Mass/volume] in Serum or Plasma
2857-1 | Prostate specific Ag [Mass/volume] in Serum or Plasma
2862-1 | Albumin [Mass/volume] in Serum or Plasma by Electrophoresis
2865-4 | Alpha 1 globulin [Mass/volume] in Serum or Plasma by Electrophoresis
2868-8 | Alpha 2 globulin [Mass/volume] in Serum or Plasma by Electrophoresis
2871-2 | Beta globulin [Mass/volume] in Serum or Plasma by Electrophoresis
2874-6 | Gamma globulin [Mass/volume] in Serum or Plasma by Electrophoresis
2878-7 | Protein [Mass/volume] in Amniotic fluid
29153-4 | Cancer Ag 15-3 [Units/volume] in Body fluid
29154-2 | Choriogonadotropin.beta subunit [Units/volume] in Body fluid
2917-3 | Renin [Mass/volume] in Plasma --supine
2918-1 | Renin [Enzymatic activity/volume] in Plasma --upright
29247-4 | Sirolimus [Mass/volume] in Blood
29265-6 | Calcium [Moles/volume] corrected for albumin in Serum or Plasma
2963-7 | Somatotropin [Mass/volume] in Serum or Plasma
30003-8 | Microalbumin [Mass/volume] in 24 hour Urine
30079-8 | Renal tubular casts [#/area] in Urine by Light microscopy
30173-9 | Cortisol Free [Moles/volume] in Urine
3035-3 | Transferrin [Mass/volume] in Urine
3039-5 | Lipase [Enzymatic activity/volume] in Amniotic fluid
30522-7 | C reactive protein [Mass/volume] in Serum or Plasma by High sensitivity method
30922-9 | Magnesium [Mass/volume] in Urine collected for unspecified duration
30934-4 | Natriuretic peptide B [Mass/volume] in Serum or Plasma
32046-5 | Pregnancy associated plasma protein A [Units/volume] in Serum or Plasma
32085-3 | Isopropanol [Moles/volume] in Urine
32109-1 | Phenytoin Free [Moles/volume] in Serum or Plasma
32185-1 | Itraconazole [Mass/volume] in Serum or Plasma --trough
32305-5 | Calcium [Moles/volume] in Unspecified specimen
32307-1 | Chloride [Moles/volume] in Unspecified specimen
32329-5 | Magnesium [Moles/volume] in Unspecified specimen
32336-0 | Potassium [Moles/volume] in Unspecified specimen
32340-2 | Sodium [Moles/volume] in Unspecified specimen
32541-5 | Calcium [Molar amount] in Urine collected for unspecified duration
32542-3 | Chloride [Molar amount] in Urine collected for unspecified duration
32543-1 | Creatinine [Molar amount] in Urine collected for unspecified duration
32551-4 | Protein [Mass] in Urine collected for unspecified duration
32553-0 | Sodium [Molar amount] in Urine collected for unspecified duration
32555-5 | Urate [Molar amount] in Urine collected for unspecified duration
32556-3 | Urea [Molar amount] in Urine collected for unspecified duration
32724-7 | Trichomonas sp [Presence] in Urine by Light microscopy
32776-7 | Erythrocytes [Presence] in Urine sediment by Light microscopy
33218-9 | Bacteria [#/area] in Urine sediment by Automated count
33513-3 | Specific gravity of Unspecified specimen
33824-4 | Iron [Moles/volume] in Urine
33862-4 | Waxy casts [Presence] in Urine sediment by Light microscopy
33905-1 | Trichomonas sp [#/area] in Urine sediment by Microscopy high power field
34174-3 | Hemoglobin casts [Presence] in Urine sediment by Light microscopy
34266-7 | Citrate [Moles/volume] in Urine
34273-3 | Copper [Moles/volume] in Urine
34325-1 | Lead [Moles/volume] in 24 hour Urine
34387-1 | Zinc [Moles/volume] in Urine
35570-1 | Renin [Mass/volume] in Plasma
35668-3 | Gentamicin [Mass/volume] in Serum or Plasma
35669-1 | Amikacin [Mass/volume] in Serum or Plasma
35670-9 | Tobramycin [Mass/volume] in Serum or Plasma
3642-6 | Fluorouracil [Mass/volume] in Serum or Plasma
3772-1 | Methadone [Mass/volume] in Serum or Plasma
3784-6 | Methaqualone [Presence] in Serum or Plasma
3792-9 | Methotrexate [Mass/volume] in Cerebral spinal fluid
38363-8 | Cefepime [Mass/volume] in Serum or Plasma
39354-6 | Cholinesterase in Serum or Plasma --dibucaine/Cholinesterase
39467-6 | Chloride [Moles/volume] in Peritoneal dialysis fluid
39468-4 | Cholesterol [Moles/volume] in Pleural fluid
39479-1 | Glucose [Moles/volume] in Pericardial fluid
39780-2 | Urea [Moles/volume] in Peritoneal dialysis fluid
39785-1 | Potassium [Moles/volume] in Peritoneal dialysis fluid
39787-7 | Sodium [Moles/volume] in Peritoneal dialysis fluid
40409-5 | 3-Methoxytyramine [Moles/time] in 24 hour Urine
40599-3 | Albumin [Mass/volume] in Peritoneal dialysis fluid
40685-0 | Immunoelectrophoresis for Cerebral spinal fluid
41223-9 | Waxy casts [#/area] in Urine sediment by Microscopy high power field
43583-4 | Lipoprotein a [Moles/volume] in Serum or Plasma
43755-8 | Casts [#/area] in Urine sediment by Automated count
43973-7 | Zinc [Moles/volume] in Unspecified specimen
44075-0 | Bilirubin casts [Presence] in Urine sediment by Light microscopy
44910-8 | Alpha-1-Fetoprotein [Units/volume] in Body fluid
44915-7 | Cholesterol in LDL/Cholesterol in HDL [Molar ratio] in Serum or Plasma
44918-1 | Dopamine/Creatinine [Molar ratio] in 24 hour Urine
45049-4 | Cortisol [Moles/volume] in Serum or Plasma --4 PM specimen
45050-2 | Cortisol [Moles/volume] in Serum or Plasma --8 AM specimen
4548-4 | Hemoglobin A1c/Hemoglobin.total in Blood
46127-7 | Haptoglobin [Mass/volume] in Serum or Plasma by Nephelometry
46134-3 | Granular casts [#/area] in Urine sediment by Microscopy high power field
46135-0 | Hyaline casts [#/area] in Urine sediment by Microscopy high power field
46419-8 | Erythrocytes [#/area] in Urine sediment by Automated count
46723-3 | Alpha-1-Microglobulin [Mass/volume] in Urine
47274-6 | S100 calcium binding protein B [Mass/volume] in Cerebral spinal fluid
47275-3 | S100 calcium binding protein B [Mass/volume] in Serum
47730-7 | Prolactin [Mass/volume] in Serum or Plasma --15 minutes post dose TRH IV
47883-4 | Renin [Mass/volume] in Plasma --upright
48108-5 | Follitropin [Units/volume] in Serum or Plasma --15 minutes pre 100 ug lutenizing releasing hormone IV
48118-4 | Lutropin [Units/volume] in Serum or Plasma --15 minutes pre 100 ug lutenizing releasing hormone IV
48120-0 | Prolactin [Mass/volume] in Serum or Plasma --15 minutes pre dose TRH IV
48148-1 | Osmolality of Urine by calculation
48495-6 | Transferrin.carbohydrate deficient/Transferrin.total in Serum or Plasma
48642-3 | Glomerular filtration rate/1.73 sq M predicted among non-blacks [Volume Rate/Area] in Serum, Plasma or Blood by Creatinine-based formula (MDRD)
48996-3 | Amylase.pancreatic [Enzymatic activity/volume] in Body fluid
49002-9 | Albumin [Mass/time] in Urine collected for unspecified duration
49103-5 | WBC casts [#/area] in Urine sediment by Microscopy high power field
49788-3 | Potassium [Moles/volume] in Amniotic fluid
49791-7 | Sodium [Moles/volume] in Amniotic fluid
50140-3 | 3-Methoxytyramine [Moles/volume] in Serum or Plasma
50551-1 | Bilirubin.total [Presence] in Urine by Automated test strip
50552-9 | Clarity in Urine by Refractometry automated
50553-7 | Color of Urine by Auto
50555-2 | Glucose [Presence] in Urine by Automated test strip
50556-0 | Urinalysis dipstick panel - Urine by Automated test strip
50563-6 | Urobilinogen [Mass/volume] in Urine by Automated test strip
50840-8 | Cholesterol in HDL [Moles/volume] in Body fluid
51480-2 | Bacteria [#/volume] in Urine by Automated count
51481-0 | Yeast [#/volume] in Urine by Automated count
51482-8 | Crystals [#/volume] in Urine by Automated count
51483-6 | Casts [#/volume] in Urine by Automated count
51485-1 | Epithelial cells.non-squamous [#/volume] in Urine by Automated count
51486-9 | Epithelial cells.squamous [#/volume] in Urine by Automated count
51693-0 | Albumin [Mass/volume] in Pericardial fluid
51790-4 | RBC casts [#/area] in Urine sediment by Microscopy high power field
53048-5 | Ferritin [Mass/volume] in Body fluid
53128-5 | Bacterial casts [#/area] in Urine sediment by Microscopy low power field
53322-4 | Crystals [#/area] in Urine sediment by Automated count
53328-1 | Glucose [Mass/volume] in Urine by Automated test strip
53553-4 | Glucose mean value [Moles/volume] in Blood Estimated from glycated hemoglobin
53731-6 | Posaconazole [Mass/volume] in Serum or Plasma
5385-0 | Thyrotropin receptor Ab [Units/volume] in Serum
53959-3 | Choriogonadotropin.tumor marker [Units/volume] in Serum or Plasma
53978-3 | Epithelial cells.non-squamous [Presence] in Urine sediment by Light microscopy
54363-7 | Bilirubin.total [Moles/volume] in Blood
55805-6 | Cyclosporine [Mass/volume] in Blood by LC/MS/MS
55806-4 | Mycophenolate [Mass/volume] in Serum or Plasma by LC/MS/MS
55857-7 | Estradiol (E2) [Mass/volume] in Body fluid
5765-3 | Zinc [Mass/time] in 24 hour Urine
5766-1 | Ammonium urate crystals [Presence] in Urine sediment by Light microscopy
57734-6 | Ketones [Presence] in Urine by Automated test strip
57735-3 | Protein [Presence] in Urine by Automated test strip
5774-5 | Calcium oxalate crystals [Presence] in Urine sediment by Light microscopy
5813-1 | Trichomonas vaginalis [Presence] in Urine sediment by Light microscopy
5814-9 | Triple phosphate crystals [Presence] in Urine sediment by Light microscopy
58442-5 | Other elements [Identifier] in Urine sediment by Light microscopy
58645-3 | Cortisol [Moles/volume] in Saliva (oral fluid) --12 PM specimen
59384-8 | Acetaminophen [Presence] in Urine by Screen method
59835-9 | Parathyrin.intact [Mass/volume] in Body fluid
60017-1 | Lactate dehydrogenase [Enzymatic activity/volume] in Body fluid by Pyruvate to lactate reaction
62236-5 | Pyridoxal phosphate [Moles/volume] in Serum or Plasma
62238-1 | Glomerular filtration rate/1.73 sq M.predicted [Volume Rate/Area] in Serum, Plasma or Blood by Creatinine-based formula (CKD-EPI)
62388-4 | Hemoglobin A1c/Hemoglobin.total in Blood by JDS/JSCC protocol
67813-6 | Fatty casts [#/area] in Urine sediment by Microscopy high power field
6875-9 | Cancer Ag 15-3 [Units/volume] in Serum or Plasma
69419-0 | Cholesterol in LDL [Moles/volume] in Serum or Plasma by Direct assay
71425-3 | Natriuretic peptide.B prohormone N-Terminal [Mass/volume] in Blood by Immunoassay
72576-2 | Prostate Specific Ag Free/Prostate specific Ag.total [Pure mass fraction] in Serum or Plasma
72925-1 | Bilirubin.total [Moles/volume] in Amniotic fluid
73676-9 | Voriconazole [Mass/volume] in Serum or Plasma --trough
73865-8 | Catecholamines 3 panel [Moles/volume] - Plasma
74097-7 | Tacrolimus [Mass/volume] in Blood by LC/MS/MS
74351-8 | Glucose [Moles/volume] in Urine collected for unspecified duration
74442-5 | Pyridoxal phosphate [Moles/volume] in Blood
77349-9 | Everolimus [Mass/volume] in Blood by LC/MS/MS --trough
77370-5 | Procollagen type I.N-terminal propeptide [Mass/volume] in Serum or Plasma by Immunoassay
78741-6 | Pathologic casts [#/volume] in Urine by Automated count
78987-5 | Provasopressin.C-terminal [Moles/volume] in Serum or Plasma by Immunoassay
80372-6 | Hemoglobin.gastrointestinal [Presence] in Stool by Rapid immunoassay
80611-7 | Phosphate [Moles/volume] in Urine collected for unspecified duration
8175-2 | Tetrahydrocannabinol [Presence] in Urine by SAMHSA screen method
8249-5 | Transitional cells [Presence] in Urine sediment by Light microscopy
83071-1 | 25-Hydroxyvitamin D2+25-Hydroxyvitamin D3 [Moles/volume] in Serum or Plasma by Immunoassay
9811-1 | Chromogranin A [Mass/volume] in Serum or Plasma